## Annual Preventative Maintenance
UA PBC Annual Preventative Maintenance Schedule by Asset (Representation)
Shop Name | Work Order # | Reason | Target Date | Category Name | Problem Name
Phoenix Biomedical Campus | PBC-76541 | Weekly, Building Energy Management System | 2020-07-03 | Electrical | Preventive Maintenance
Phoenix Biomedical Campus | PBC-76743 | Weekly, Building Energy Management System | 2020-07-10 | Electrical | Preventive Maintenance
Phoenix Biomedical Campus | PBC-76836 | Weekly, Building Energy Management System | 2020-07-17 | Electrical | Preventive Maintenance
Phoenix Biomedical Campus | PBC-76922 | Weekly, Building Energy Management System | 2020-07-24 | Electrical | Preventive Maintenance
Phoenix Biomedical Campus | PBC-76999 | Weekly, Building Energy Management System | 2020-07-31 | Electrical | Preventive Maintenance
Phoenix Biomedical Campus | PBC-77349 | Weekly, Building Energy Management System | 2020-08-07 | Electrical | Preventive Maintenance
Phoenix Biomedical Campus | PBC-77433 | Weekly, Building Energy Management System | 2020-08-14 | Electrical | Preventive Maintenance
Phoenix Biomedical Campus | PBC-77529 | Weekly, Building Energy Management System | 2020-08-21 | Electrical | Preventive Maintenance
Phoenix Biomedical Campus | PBC-77655 | Weekly, Building Energy Management System | 2020-08-28 | Electrical | Preventive Maintenance
Phoenix Biomedical Campus | PBC-77785 | Weekly, Building Energy Management System | 2020-09-04 | Electrical | Preventive Maintenance
Phoenix Biomedical Campus | PBC-78285 | Weekly, Building Energy Management System | 2020-09-11 | Electrical | Preventive Maintenance
Phoenix Biomedical Campus | PBC-78372 | Weekly, Building Energy Management System | 2020-09-18 | Electrical | Preventive Maintenance
Phoenix Biomedical Campus | PBC-78452 | Weekly, Building Energy Management System | 2020-09-25 | Electrical | Preventive Maintenance
Phoenix Biomedical Campus | PBC-78538 | Weekly, Building Energy Management System | 2020-10-02 | Electrical | Preventive Maintenance
Phoenix Biomedical Campus | PBC-78842 | Weekly, Building Energy Management System | 2020-10-09 | Electrical | Preventive Maintenance
Phoenix Biomedical Campus | PBC-78997 | Weekly, Building Energy Management System | 2020-10-16 | Electrical | Preventive Maintenance
Phoenix Biomedical Campus | PBC-79128 | Weekly, Building Energy Management System | 2020-10-23 | Electrical | Preventive Maintenance
Phoenix Biomedical Campus | PBC-79213 | Weekly, Building Energy Management System | 2020-10-30 | Electrical | Preventive Maintenance
Phoenix Biomedical Campus | PBC-79586 | Weekly, Building Energy Management System | 2020-11-06 | Electrical | Preventive Maintenance
Phoenix Biomedical Campus | PBC-79686 | Weekly, Building Energy Management System | 2020-11-13 | Electrical | Preventive Maintenance
Phoenix Biomedical Campus | PBC-79782 | Weekly, Building Energy Management System | 2020-11-20 | Electrical | Preventive Maintenance
Phoenix Biomedical Campus | PBC-79882 | Weekly, Building Energy Management System | 2020-11-27 | Electrical | Preventive Maintenance
Phoenix Biomedical Campus | PBC-79955 | Weekly, Building Energy Management System | 2020-12-04 | Electrical | Preventive Maintenance
Phoenix Biomedical Campus | PBC-80342 | Weekly, Building Energy Management System | 2020-12-11 | Electrical | Preventive Maintenance
Phoenix Biomedical Campus | PBC-80439 | Weekly, Building Energy Management System | 2020-12-18 | Electrical | Preventive Maintenance
Phoenix Biomedical Campus | PBC-80522 | Weekly, Building Energy Management System | 2020-12-25 | Electrical | Preventive Maintenance
Phoenix Biomedical Campus | PBC-80578 | Weekly, Building Energy Management System | 2021-01-01 | Electrical | Preventive Maintenance
Phoenix Biomedical Campus | PBC-80799 | Weekly, Building Energy Management System | 2021-01-08 | Electrical | Preventive Maintenance
Phoenix Biomedical Campus | PBC-80932 | Weekly, Building Energy Management System | 2021-01-15 | Electrical | Preventive Maintenance
Phoenix Biomedical Campus | PBC-81025 | Weekly, Building Energy Management System | 2021-01-22 | Electrical | Preventive Maintenance
Phoenix Biomedical Campus | PBC-81088 | Weekly, Building Energy Management System | 2021-01-29 | Electrical | Preventive Maintenance
Phoenix Biomedical Campus | PBC-81213 | Weekly, Building Energy Management System | 2021-02-05 | Electrical | Preventive Maintenance
Phoenix Biomedical Campus | PBC-81513 | Weekly, Building Energy Management System | 2021-02-12 | Electrical | Preventive Maintenance
Phoenix Biomedical Campus | PBC-81588 | Weekly, Building Energy Management System | 2021-02-19 | Electrical | Preventive Maintenance
Phoenix Biomedical Campus | PBC-81674 | Weekly, Building Energy Management System | 2021-02-26 | Electrical | Preventive Maintenance
Phoenix Biomedical Campus | PBC-81826 | Weekly, Building Energy Management System | 2021-03-05 | Electrical | Preventive Maintenance
Phoenix Biomedical Campus | PBC-82134 | Weekly, Building Energy Management System | 2021-03-12 | Electrical | Preventive Maintenance
Phoenix Biomedical Campus | PBC-82235 | Weekly, Building Energy Management System | 2021-03-19 | Electrical | Preventive Maintenance
Phoenix Biomedical Campus | PBC-82305 | Weekly, Building Energy Management System | 2021-03-26 | Electrical | Preventive Maintenance
Phoenix Biomedical Campus | PBC-82394 | Weekly, Building Energy Management System | 2021-04-02 | Electrical | Preventive Maintenance
Phoenix Biomedical Campus | PBC-82641 | Weekly, Building Energy Management System | 2021-04-09 | Electrical | Preventive Maintenance
Phoenix Biomedical Campus | PBC-82719 | Weekly, Building Energy Management System | 2021-04-16 | Electrical | Preventive Maintenance
Phoenix Biomedical Campus | PBC-82810 | Weekly, Building Energy Management System | 2021-04-23 | Electrical | Preventive Maintenance
Phoenix Biomedical Campus | PBC-82916 | Weekly, Building Energy Management System | 2021-04-30 | Electrical | Preventive Maintenance
Phoenix Biomedical Campus | PBC-83277 | Weekly, Building Energy Management System | 2021-05-07 | Electrical | Preventive Maintenance
Phoenix Biomedical Campus | PBC-83384 | Weekly, Building Energy Management System | 2021-05-14 | Electrical | Preventive Maintenance
Phoenix Biomedical Campus | PBC-83489 | Weekly, Building Energy Management System | 2021-05-21 | Electrical | Preventive Maintenance
Phoenix Biomedical Campus | PBC-83597 | Weekly, Building Energy Management System | 2021-05-28 | Electrical | Preventive Maintenance
Phoenix Biomedical Campus | PBC-83734 | Weekly, Building Energy Management System | 2021-06-04 | Electrical | Preventive Maintenance
Phoenix Biomedical Campus | PBC-84103 | Weekly, Building Energy Management System | 2021-06-11 | Electrical | Preventive Maintenance
Phoenix Biomedical Campus | PBC-84196 | Weekly, Building Energy Management System | 2021-06-18 | Electrical | Preventive Maintenance
Phoenix Biomedical Campus | PBC-84297 | Weekly, Building Energy Management System | 2021-06-25 | Electrical | Preventive Maintenance
ABC 1 | ABC1-84311 | Weekly, ABC1 Building Inspection | 2021-06-25 | Rounds | Preventive Maintenance
ABC 1 | ABC1-84424 | Quarterly Fire Sprinkler Valve | 2021-07-01 | Fire Systems | Preventive Maintenance
ABC 1 | ABC1-84210 | Weekly, ABC1 Building Inspection | 2021-06-18 | Rounds | Preventive Maintenance
ABC 1 | ABC1-84079 | Annual, Fire Sprinkler Valve | 2021-07-01 | Plumbing | Preventive Maintenance
ABC 1 | ABC1-84117 | Weekly, ABC1 Building Inspection | 2021-06-11 | Rounds | Preventive Maintenance
ABC 1 | ABC1-83932 | Monthly, Emergency Eye Wash Station - ABC 1 | 2021-06-28 | Plumbing | Preventive Maintenance
ABC 1 | ABC1-84065 | Annual, Fire Protection System | 2021-07-01 | Fire Systems | Preventive Maintenance
ABC 1 | ABC1-83748 | Weekly, ABC1 Building Inspection | 2021-06-04 | Rounds | Preventive Maintenance
ABC 1 | ABC1-83611 | Weekly, ABC1 Building Inspection | 2021-05-28 | Rounds | Preventive Maintenance
ABC 1 | ABC1-83704 | Fire Extinguisher | 2021-06-01 | Fire Systems | Preventive Maintenance
ABC 1 | ABC1-83717 | Annual Fire Extinguisher | 2021-06-01 | Fire Systems | Preventive Maintenance
ABC 1 | ABC1-83503 | Weekly, ABC1 Building Inspection | 2021-05-21 | Rounds | Preventive Maintenance
ABC 1 | ABC1-83398 | Weekly, ABC1 Building Inspection | 2021-05-14 | Rounds | Preventive Maintenance
ABC 1 | ABC1-83291 | Weekly, ABC1 Building Inspection | 2021-05-07 | Rounds | Preventive Maintenance
ABC 1 | ABC1-82824 | Weekly, ABC1 Building Inspection | 2021-04-23 | Rounds | Preventive Maintenance
ABC 1 | ABC1-82733 | Weekly, ABC1 Building Inspection | 2021-04-16 | Rounds | Preventive Maintenance
ABC 1 | ABC1-82930 | Weekly, ABC1 Building Inspection | 2021-04-30 | Rounds | Preventive Maintenance
ABC 1 | ABC1-82978 | Fire Extinguisher | 2021-05-03 | Fire Systems | Preventive Maintenance
ABC 1 | ABC1-83214 | Monthly, Emergency Eye Wash Station - ABC 1 | 2021-05-28 | Plumbing | Preventive Maintenance
ABC 1 | ABC1-82655 | Weekly, ABC1 Building Inspection | 2021-04-09 | Rounds | Preventive Maintenance
ABC 1 | ABC1-82591 | Monthly, Emergency Eye Wash Station - ABC 1 | 2021-04-28 | Plumbing | Preventive Maintenance
ABC 1 | ABC1-82319 | Weekly, ABC1 Building Inspection | 2021-03-26 | Rounds | Preventive Maintenance
ABC 1 | ABC1-82249 | Weekly, ABC1 Building Inspection | 2021-03-19 | Rounds | Preventive Maintenance
ABC 1 | ABC1-82408 | Weekly, ABC1 Building Inspection | 2021-04-02 | Rounds | Preventive Maintenance
ABC 1 | ABC1-82417 | Quarterly Fire Sprinkler Valve | 2021-04-01 | Fire Systems | Preventive Maintenance
ABC 1 | ABC1-82426 | Fire Extinguisher | 2021-04-01 | Fire Systems | Preventive Maintenance
ABC 1 | ABC1-82148 | Weekly, ABC1 Building Inspection | 2021-03-12 | Rounds | Preventive Maintenance
ABC 1 | ABC1-81972 | Weekly, ABC1 Building Inspection | 2021-03-05 | Rounds | Preventive Maintenance
ABC 1 | ABC1-81991 | Monthly, Emergency Eye Wash Station - ABC 1 | 2021-03-29 | Plumbing | Preventive Maintenance
ABC 1 | ABC1-81688 | Weekly, ABC1 Building Inspection | 2021-02-26 | Rounds | Preventive Maintenance
ABC 1 | ABC1-81752 | Fire Extinguisher | 2021-03-01 | Fire Systems | Preventive Maintenance
ABC 1 | ABC1-81602 | Weekly, ABC1 Building Inspection | 2021-02-19 | Rounds | Preventive Maintenance
ABC 1 | ABC1-81527 | Weekly, ABC1 Building Inspection | 2021-02-12 | Rounds | Preventive Maintenance
ABC 1 | ABC1-81402 | Monthly, Emergency Eye Wash Station - ABC 1 | 2021-03-01 | Plumbing | Preventive Maintenance
ABC 1 | ABC1-81381 | Weekly, ABC1 Building Inspection | 2021-02-05 | Rounds | Preventive Maintenance
ABC 1 | ABC1-81039 | Weekly, ABC1 Building Inspection | 2021-01-22 | Rounds | Preventive Maintenance
ABC 1 | ABC1-81102 | Weekly, ABC1 Building Inspection | 2021-01-29 | Rounds | Preventive Maintenance
ABC 1 | ABC1-81158 | Fire Extinguisher | 2021-02-01 | Fire Systems | Preventive Maintenance
ABC 1 | ABC1-80946 | Weekly, ABC1 Building Inspection | 2021-01-15 | Rounds | Preventive Maintenance
ABC 1 | ABC1-80821 | Weekly, ABC1 Building Inspection | 2021-01-08 | Rounds | Preventive Maintenance
ABC 1 | ABC1-80785 | Monthly, Emergency Eye Wash Station - ABC 1 | 2021-01-28 | Plumbing | Preventive Maintenance
ABC 1 | ABC1-80536 | Weekly, ABC1 Building Inspection | 2020-12-25 | Rounds | Preventive Maintenance
ABC 1 | ABC1-80453 | Weekly, ABC1 Building Inspection | 2020-12-18 | Rounds | Preventive Maintenance
ABC 1 | ABC1-80356 | Weekly, ABC1 Building Inspection | 2020-12-11 | Rounds | Preventive Maintenance
ABC 1 | ABC1-80248 | Monthly, Emergency Eye Wash Station - ABC 1 | 2020-12-28 | Plumbing | Preventive Maintenance
ABC 1 | ABC1-80592 | Weekly, ABC1 Building Inspection | 2021-01-01 | Rounds | Preventive Maintenance
ABC 1 | ABC1-80610 | Quarterly Fire Sprinkler Valve | 2021-01-01 | Fire Systems | Preventive Maintenance
ABC 1 | ABC1-80619 | Fire Extinguisher | 2021-01-01 | Fire Systems | Preventive Maintenance
ABC 1 | ABC1-79942 | Fire Extinguisher | 2020-12-01 | Fire Systems | Preventive Maintenance
ABC 1 | ABC1-79969 | Weekly, ABC1 Building Inspection | 2020-12-04 | Rounds | Preventive Maintenance
ABC 1 | ABC1-79896 | Weekly, ABC1 Building Inspection | 2020-11-27 | Rounds | Preventive Maintenance
ABC 1 | ABC1-79796 | Weekly, ABC1 Building Inspection | 2020-11-20 | Rounds | Preventive Maintenance
ABC 1 | ABC1-79600 | Weekly, ABC1 Building Inspection | 2020-11-06 | Rounds | Preventive Maintenance
ABC 1 | ABC1-79700 | Weekly, ABC1 Building Inspection | 2020-11-13 | Rounds | Preventive Maintenance
ABC 1 | ABC1-79538 | Monthly, Emergency Eye Wash Station - ABC 1 | 2020-11-30 | Plumbing | Preventive Maintenance
ABC 1 | ABC1-79227 | Weekly, ABC1 Building Inspection | 2020-10-30 | Rounds | Preventive Maintenance
ABC 1 | ABC1-79142 | Weekly, ABC1 Building Inspection | 2020-10-23 | Rounds | Preventive Maintenance
ABC 1 | ABC1-79294 | Fire Extinguisher | 2020-11-02 | Fire Systems | Preventive Maintenance
ABC 1 | ABC1-79011 | Weekly, ABC1 Building Inspection | 2020-10-16 | Rounds | Preventive Maintenance
ABC 1 | ABC1-78856 | Weekly, ABC1 Building Inspection | 2020-10-09 | Rounds | Preventive Maintenance
ABC 1 | ABC1-78466 | Weekly, ABC1 Building Inspection | 2020-09-25 | Rounds | Preventive Maintenance
ABC 1 | ABC1-78552 | Weekly, ABC1 Building Inspection | 2020-10-02 | Rounds | Preventive Maintenance
ABC 1 | ABC1-78561 | Quarterly Fire Sprinkler Valve | 2020-10-01 | Fire Systems | Preventive Maintenance
ABC 1 | ABC1-78570 | Fire Extinguisher | 2020-10-01 | Fire Systems | Preventive Maintenance
ABC 1 | ABC1-78386 | Weekly, ABC1 Building Inspection | 2020-09-18 | Rounds | Preventive Maintenance
ABC 1 | ABC1-78299 | Weekly, ABC1 Building Inspection | 2020-09-11 | Rounds | Preventive Maintenance
ABC 1 | ABC1-78797 | Monthly, Emergency Eye Wash Station - ABC 1 | 2020-10-28 | Plumbing | Preventive Maintenance
ABC 1 | ABC1-78213 | Monthly, Emergency Eye Wash Station - ABC 1 | 2020-09-28 | Plumbing | Preventive Maintenance
ABC 1 | ABC1-77799 | Weekly, ABC1 Building Inspection | 2020-09-04 | Rounds | Preventive Maintenance
ABC 1 | ABC1-77755 | Fire Extinguisher | 2020-09-01 | Fire Systems | Preventive Maintenance
ABC 1 | ABC1-77543 | Weekly, ABC1 Building Inspection | 2020-08-21 | Rounds | Preventive Maintenance
ABC 1 | ABC1-77447 | Weekly, ABC1 Building Inspection | 2020-08-14 | Rounds | Preventive Maintenance
ABC 1 | ABC1-77363 | Weekly, ABC1 Building Inspection | 2020-08-07 | Rounds | Preventive Maintenance
ABC 1 | ABC1-77306 | Monthly, Emergency Eye Wash Station - ABC 1 | 2020-08-28 | Plumbing | Preventive Maintenance
ABC 1 | ABC1-76936 | Weekly, ABC1 Building Inspection | 2020-07-24 | Rounds | Preventive Maintenance
ABC 1 | ABC1-77013 | Weekly, ABC1 Building Inspection | 2020-07-31 | Rounds | Preventive Maintenance
ABC 1 | ABC1-77059 | Fire Extinguisher | 2020-08-03 | Fire Systems | Preventive Maintenance
ABC 1 | ABC1-76850 | Weekly, ABC1 Building Inspection | 2020-07-17 | Rounds | Preventive Maintenance
ABC 1 | ABC1-76757 | Weekly, ABC1 Building Inspection | 2020-07-10 | Rounds | Preventive Maintenance
ABC 1 | ABC1-76522 | Quarterly Fire Sprinkler Valve | 2020-07-01 | Fire Systems | Preventive Maintenance
ABC 1 | ABC1-76531 | Fire Extinguisher | 2020-07-01 | Fire Systems | Preventive Maintenance
ABC 1 | ABC1-76305 | Annual, Fire Protection System | 2020-07-01 | Fire Systems | Preventive Maintenance
ABC 1 | ABC1-76319 | Annual, Fire Sprinkler Valve | 2020-07-01 | Plumbing | Preventive Maintenance
ABC 1 | ABC1-76555 | Weekly, ABC1 Building Inspection | 2020-07-03 | Rounds | Preventive Maintenance
ABC 1 | ABC1-76713 | Monthly, Emergency Eye Wash Station - ABC 1 | 2020-07-28 | Plumbing | Preventive Maintenance
ABC 1 | ABC1-84433 | Fire Extinguisher | 2021-07-01 | Fire Systems | Preventive Maintenance
Building 1 | BU1-84434 | Fire Extinguisher | 2021-07-01 | Fire Systems | Preventive Maintenance
Building 1 | BU1-76320 | Annual, Fire Sprinkler Valve | 2020-07-01 | Plumbing | Preventive Maintenance
Building 1 | BU1-76306 | Annual, Fire Protection System | 2020-07-01 | Fire Systems | Preventive Maintenance
Building 1 | BU1-76532 | Fire Extinguisher | 2020-07-01 | Fire Systems | Preventive Maintenance
Building 1 | BU1-76523 | Quarterly Fire Sprinkler Valve | 2020-07-01 | Fire Systems | Preventive Maintenance
Building 1 | BU1-76558 | Weekly, COM Building 1 Rounds | 2020-07-03 | Rounds | Preventive Maintenance
Building 1 | BU1-76760 | Weekly, COM Building 1 Rounds | 2020-07-10 | Rounds | Preventive Maintenance
Building 1 | BU1-76853 | Weekly, COM Building 1 Rounds | 2020-07-17 | Rounds | Preventive Maintenance
Building 1 | BU1-77060 | Fire Extinguisher | 2020-08-03 | Fire Systems | Preventive Maintenance
Building 1 | BU1-77016 | Weekly, COM Building 1 Rounds | 2020-07-31 | Rounds | Preventive Maintenance
Building 1 | BU1-76939 | Weekly, COM Building 1 Rounds | 2020-07-24 | Rounds | Preventive Maintenance
Building 1 | BU1-77366 | Weekly, COM Building 1 Rounds | 2020-08-07 | Rounds | Preventive Maintenance
Building 1 | BU1-77450 | Weekly, COM Building 1 Rounds | 2020-08-14 | Rounds | Preventive Maintenance
Building 1 | BU1-77546 | Weekly, COM Building 1 Rounds | 2020-08-21 | Rounds | Preventive Maintenance
Building 1 | BU1-77756 | Fire Extinguisher | 2020-09-01 | Fire Systems | Preventive Maintenance
Building 1 | BU1-77672 | Weekly, COM Building 1 Rounds | 2020-08-28 | Rounds | Preventive Maintenance
Building 1 | BU1-77802 | Weekly, COM Building 1 Rounds | 2020-09-04 | Rounds | Preventive Maintenance
Building 1 | BU1-78302 | Weekly, COM Building 1 Rounds | 2020-09-11 | Rounds | Preventive Maintenance
Building 1 | BU1-78389 | Weekly, COM Building 1 Rounds | 2020-09-18 | Rounds | Preventive Maintenance
Building 1 | BU1-78571 | Fire Extinguisher | 2020-10-01 | Fire Systems | Preventive Maintenance
Building 1 | BU1-78562 | Quarterly Fire Sprinkler Valve | 2020-10-01 | Fire Systems | Preventive Maintenance
Building 1 | BU1-78555 | Weekly, COM Building 1 Rounds | 2020-10-02 | Rounds | Preventive Maintenance
Building 1 | BU1-78469 | Weekly, COM Building 1 Rounds | 2020-09-25 | Rounds | Preventive Maintenance
Building 1 | BU1-78859 | Weekly, COM Building 1 Rounds | 2020-10-09 | Rounds | Preventive Maintenance
Building 1 | BU1-79014 | Weekly, COM Building 1 Rounds | 2020-10-16 | Rounds | Preventive Maintenance
Building 1 | BU1-79295 | Fire Extinguisher | 2020-11-02 | Fire Systems | Preventive Maintenance
Building 1 | BU1-79145 | Weekly, COM Building 1 Rounds | 2020-10-23 | Rounds | Preventive Maintenance
Building 1 | BU1-79230 | Weekly, COM Building 1 Rounds | 2020-10-30 | Rounds | Preventive Maintenance
Building 1 | BU1-79703 | Weekly, COM Building 1 Rounds | 2020-11-13 | Rounds | Preventive Maintenance
Building 1 | BU1-79603 | Weekly, COM Building 1 Rounds | 2020-11-06 | Rounds | Preventive Maintenance
Building 1 | BU1-79799 | Weekly, COM Building 1 Rounds | 2020-11-20 | Rounds | Preventive Maintenance
Building 1 | BU1-79972 | Weekly, COM Building 1 Rounds | 2020-12-04 | Rounds | Preventive Maintenance
Building 1 | BU1-79943 | Fire Extinguisher | 2020-12-01 | Fire Systems | Preventive Maintenance
Building 1 | BU1-79899 | Weekly, COM Building 1 Rounds | 2020-11-27 | Rounds | Preventive Maintenance
Building 1 | BU1-80620 | Fire Extinguisher | 2021-01-01 | Fire Systems | Preventive Maintenance
Building 1 | BU1-80611 | Quarterly Fire Sprinkler Valve | 2021-01-01 | Fire Systems | Preventive Maintenance
Building 1 | BU1-80595 | Weekly, COM Building 1 Rounds | 2021-01-01 | Rounds | Preventive Maintenance
Building 1 | BU1-80359 | Weekly, COM Building 1 Rounds | 2020-12-11 | Rounds | Preventive Maintenance
Building 1 | BU1-80456 | Weekly, COM Building 1 Rounds | 2020-12-18 | Rounds | Preventive Maintenance
Building 1 | BU1-80539 | Weekly, COM Building 1 Rounds | 2020-12-25 | Rounds | Preventive Maintenance
Building 1 | BU1-80824 | Weekly, COM Building 1 Rounds | 2021-01-08 | Rounds | Preventive Maintenance
Building 1 | BU1-80949 | Weekly, COM Building 1 Rounds | 2021-01-15 | Rounds | Preventive Maintenance
Building 1 | BU1-81159 | Fire Extinguisher | 2021-02-01 | Fire Systems | Preventive Maintenance
Building 1 | BU1-81105 | Weekly, COM Building 1 Rounds | 2021-01-29 | Rounds | Preventive Maintenance
Building 1 | BU1-81042 | Weekly, COM Building 1 Rounds | 2021-01-22 | Rounds | Preventive Maintenance
Building 1 | BU1-81399 | Weekly, COM Building 1 Rounds | 2021-02-05 | Rounds | Preventive Maintenance
Building 1 | BU1-81530 | Weekly, COM Building 1 Rounds | 2021-02-12 | Rounds | Preventive Maintenance
Building 1 | BU1-81753 | Fire Extinguisher | 2021-03-01 | Fire Systems | Preventive Maintenance
Building 1 | BU1-81691 | Weekly, COM Building 1 Rounds | 2021-02-26 | Rounds | Preventive Maintenance
Building 1 | BU1-81605 | Weekly, COM Building 1 Rounds | 2021-02-19 | Rounds | Preventive Maintenance
Building 1 | BU1-81988 | Weekly, COM Building 1 Rounds | 2021-03-05 | Rounds | Preventive Maintenance
Building 1 | BU1-82151 | Weekly, COM Building 1 Rounds | 2021-03-12 | Rounds | Preventive Maintenance
Building 1 | BU1-82427 | Fire Extinguisher | 2021-04-01 | Fire Systems | Preventive Maintenance
Building 1 | BU1-82418 | Quarterly Fire Sprinkler Valve | 2021-04-01 | Fire Systems | Preventive Maintenance
Building 1 | BU1-82411 | Weekly, COM Building 1 Rounds | 2021-04-02 | Rounds | Preventive Maintenance
Building 1 | BU1-82252 | Weekly, COM Building 1 Rounds | 2021-03-19 | Rounds | Preventive Maintenance
Building 1 | BU1-82322 | Weekly, COM Building 1 Rounds | 2021-03-26 | Rounds | Preventive Maintenance
Building 1 | BU1-82658 | Weekly, COM Building 1 Rounds | 2021-04-09 | Rounds | Preventive Maintenance
Building 1 | BU1-82979 | Fire Extinguisher | 2021-05-03 | Fire Systems | Preventive Maintenance
Building 1 | BU1-82933 | Weekly, COM Building 1 Rounds | 2021-04-30 | Rounds | Preventive Maintenance
Building 1 | BU1-82736 | Weekly, COM Building 1 Rounds | 2021-04-16 | Rounds | Preventive Maintenance
Building 1 | BU1-82827 | Weekly, COM Building 1 Rounds | 2021-04-23 | Rounds | Preventive Maintenance
Building 1 | BU1-83294 | Weekly, COM Building 1 Rounds | 2021-05-07 | Rounds | Preventive Maintenance
Building 1 | BU1-83401 | Weekly, COM Building 1 Rounds | 2021-05-14 | Rounds | Preventive Maintenance
Building 1 | BU1-83506 | Weekly, COM Building 1 Rounds | 2021-05-21 | Rounds | Preventive Maintenance
Building 1 | BU1-83714 | Annual Fire Extinguisher | 2021-06-01 | Fire Systems | Preventive Maintenance
Building 1 | BU1-83705 | Fire Extinguisher | 2021-06-01 | Fire Systems | Preventive Maintenance
Building 1 | BU1-83614 | Weekly, COM Building 1 Rounds | 2021-05-28 | Rounds | Preventive Maintenance
Building 1 | BU1-83751 | Weekly, COM Building 1 Rounds | 2021-06-04 | Rounds | Preventive Maintenance
Building 1 | BU1-84066 | Annual, Fire Protection System | 2021-07-01 | Fire Systems | Preventive Maintenance
Building 1 | BU1-84120 | Weekly, COM Building 1 Rounds | 2021-06-11 | Rounds | Preventive Maintenance
Building 1 | BU1-84080 | Annual, Fire Sprinkler Valve | 2021-07-01 | Plumbing | Preventive Maintenance
Building 1 | BU1-84213 | Weekly, COM Building 1 Rounds | 2021-06-18 | Rounds | Preventive Maintenance
Building 1 | BU1-84425 | Quarterly Fire Sprinkler Valve | 2021-07-01 | Fire Systems | Preventive Maintenance
Building 1 | BU1-84314 | Weekly, COM Building 1 Rounds | 2021-06-25 | Rounds | Preventive Maintenance
Building 2 | BU2-84315 | Weekly, COM Building 2 Rounds | 2021-06-25 | Rounds | Preventive Maintenance
Building 2 | BU2-84426 | Quarterly Fire Sprinkler Valve | 2021-07-01 | Fire Systems | Preventive Maintenance
Building 2 | BU2-84214 | Weekly, COM Building 2 Rounds | 2021-06-18 | Rounds | Preventive Maintenance
Building 2 | BU2-84081 | Annual, Fire Sprinkler Valve | 2021-07-01 | Plumbing | Preventive Maintenance
Building 2 | BU2-84121 | Weekly, COM Building 2 Rounds | 2021-06-11 | Rounds | Preventive Maintenance
Building 2 | BU2-84067 | Annual, Fire Protection System | 2021-07-01 | Fire Systems | Preventive Maintenance
Building 2 | BU2-83752 | Weekly, COM Building 2 Rounds | 2021-06-04 | Rounds | Preventive Maintenance
Building 2 | BU2-83615 | Weekly, COM Building 2 Rounds | 2021-05-28 | Rounds | Preventive Maintenance
Building 2 | BU2-83706 | Fire Extinguisher | 2021-06-01 | Fire Systems | Preventive Maintenance
Building 2 | BU2-83715 | Annual Fire Extinguisher | 2021-06-01 | Fire Systems | Preventive Maintenance
Building 2 | BU2-83507 | Weekly, COM Building 2 Rounds | 2021-05-21 | Rounds | Preventive Maintenance
Building 2 | BU2-83402 | Weekly, COM Building 2 Rounds | 2021-05-14 | Rounds | Preventive Maintenance
Building 2 | BU2-83295 | Weekly, COM Building 2 Rounds | 2021-05-07 | Rounds | Preventive Maintenance
Building 2 | BU2-82828 | Weekly, COM Building 2 Rounds | 2021-04-23 | Rounds | Preventive Maintenance
Building 2 | BU2-82737 | Weekly, COM Building 2 Rounds | 2021-04-16 | Rounds | Preventive Maintenance
Building 2 | BU2-82934 | Weekly, COM Building 2 Rounds | 2021-04-30 | Rounds | Preventive Maintenance
Building 2 | BU2-82980 | Fire Extinguisher | 2021-05-03 | Fire Systems | Preventive Maintenance
Building 2 | BU2-82659 | Weekly, COM Building 2 Rounds | 2021-04-09 | Rounds | Preventive Maintenance
Building 2 | BU2-82323 | Weekly, COM Building 2 Rounds | 2021-03-26 | Rounds | Preventive Maintenance
Building 2 | BU2-82253 | Weekly, COM Building 2 Rounds | 2021-03-19 | Rounds | Preventive Maintenance
Building 2 | BU2-82412 | Weekly, COM Building 2 Rounds | 2021-04-02 | Rounds | Preventive Maintenance
Building 2 | BU2-82419 | Quarterly Fire Sprinkler Valve | 2021-04-01 | Fire Systems | Preventive Maintenance
Building 2 | BU2-82428 | Fire Extinguisher | 2021-04-01 | Fire Systems | Preventive Maintenance
Building 2 | BU2-82152 | Weekly, COM Building 2 Rounds | 2021-03-12 | Rounds | Preventive Maintenance
Building 2 | BU2-81989 | Weekly, COM Building 2 Rounds | 2021-03-05 | Rounds | Preventive Maintenance
Building 2 | BU2-81606 | Weekly, COM Building 2 Rounds | 2021-02-19 | Rounds | Preventive Maintenance
Building 2 | BU2-81692 | Weekly, COM Building 2 Rounds | 2021-02-26 | Rounds | Preventive Maintenance
Building 2 | BU2-81754 | Fire Extinguisher | 2021-03-01 | Fire Systems | Preventive Maintenance
Building 2 | BU2-81531 | Weekly, COM Building 2 Rounds | 2021-02-12 | Rounds | Preventive Maintenance
Building 2 | BU2-81400 | Weekly, COM Building 2 Rounds | 2021-02-05 | Rounds | Preventive Maintenance
Building 2 | BU2-81043 | Weekly, COM Building 2 Rounds | 2021-01-22 | Rounds | Preventive Maintenance
Building 2 | BU2-81106 | Weekly, COM Building 2 Rounds | 2021-01-29 | Rounds | Preventive Maintenance
Building 2 | BU2-81160 | Fire Extinguisher | 2021-02-01 | Fire Systems | Preventive Maintenance
Building 2 | BU2-80950 | Weekly, COM Building 2 Rounds | 2021-01-15 | Rounds | Preventive Maintenance
Building 2 | BU2-80825 | Weekly, COM Building 2 Rounds | 2021-01-08 | Rounds | Preventive Maintenance
Building 2 | BU2-80540 | Weekly, COM Building 2 Rounds | 2020-12-25 | Rounds | Preventive Maintenance
Building 2 | BU2-80457 | Weekly, COM Building 2 Rounds | 2020-12-18 | Rounds | Preventive Maintenance
Building 2 | BU2-80360 | Weekly, COM Building 2 Rounds | 2020-12-11 | Rounds | Preventive Maintenance
Building 2 | BU2-80596 | Weekly, COM Building 2 Rounds | 2021-01-01 | Rounds | Preventive Maintenance
Building 2 | BU2-80612 | Quarterly Fire Sprinkler Valve | 2021-01-01 | Fire Systems | Preventive Maintenance
Building 2 | BU2-80621 | Fire Extinguisher | 2021-01-01 | Fire Systems | Preventive Maintenance
Building 2 | BU2-79900 | Weekly, COM Building 2 Rounds | 2020-11-27 | Rounds | Preventive Maintenance
Building 2 | BU2-79944 | Fire Extinguisher | 2020-12-01 | Fire Systems | Preventive Maintenance
Building 2 | BU2-79973 | Weekly, COM Building 2 Rounds | 2020-12-04 | Rounds | Preventive Maintenance
Building 2 | BU2-79800 | Weekly, COM Building 2 Rounds | 2020-11-20 | Rounds | Preventive Maintenance
Building 2 | BU2-79604 | Weekly, COM Building 2 Rounds | 2020-11-06 | Rounds | Preventive Maintenance
Building 2 | BU2-79704 | Weekly, COM Building 2 Rounds | 2020-11-13 | Rounds | Preventive Maintenance
Building 2 | BU2-79231 | Weekly, COM Building 2 Rounds | 2020-10-30 | Rounds | Preventive Maintenance
Building 2 | BU2-79146 | Weekly, COM Building 2 Rounds | 2020-10-23 | Rounds | Preventive Maintenance
Building 2 | BU2-79296 | Fire Extinguisher | 2020-11-02 | Fire Systems | Preventive Maintenance
Building 2 | BU2-79015 | Weekly, COM Building 2 Rounds | 2020-10-16 | Rounds | Preventive Maintenance
Building 2 | BU2-78860 | Weekly, COM Building 2 Rounds | 2020-10-09 | Rounds | Preventive Maintenance
Building 2 | BU2-78470 | Weekly, COM Building 2 Rounds | 2020-09-25 | Rounds | Preventive Maintenance
Building 2 | BU2-78556 | Weekly, COM Building 2 Rounds | 2020-10-02 | Rounds | Preventive Maintenance
Building 2 | BU2-78563 | Quarterly Fire Sprinkler Valve | 2020-10-01 | Fire Systems | Preventive Maintenance
Building 2 | BU2-78572 | Fire Extinguisher | 2020-10-01 | Fire Systems | Preventive Maintenance
Building 2 | BU2-78390 | Weekly, COM Building 2 Rounds | 2020-09-18 | Rounds | Preventive Maintenance
Building 2 | BU2-78303 | Weekly, COM Building 2 Rounds | 2020-09-11 | Rounds | Preventive Maintenance
Building 2 | BU2-77803 | Weekly, COM Building 2 Rounds | 2020-09-04 | Rounds | Preventive Maintenance
Building 2 | BU2-77673 | Weekly, COM Building 2 Rounds | 2020-08-28 | Rounds | Preventive Maintenance
Building 2 | BU2-77757 | Fire Extinguisher | 2020-09-01 | Fire Systems | Preventive Maintenance
Building 2 | BU2-77547 | Weekly, COM Building 2 Rounds | 2020-08-21 | Rounds | Preventive Maintenance
Building 2 | BU2-77451 | Weekly, COM Building 2 Rounds | 2020-08-14 | Rounds | Preventive Maintenance
Building 2 | BU2-77367 | Weekly, COM Building 2 Rounds | 2020-08-07 | Rounds | Preventive Maintenance
Building 2 | BU2-76940 | Weekly, COM Building 2 Rounds | 2020-07-24 | Rounds | Preventive Maintenance
Building 2 | BU2-77017 | Weekly, COM Building 2 Rounds | 2020-07-31 | Rounds | Preventive Maintenance
Building 2 | BU2-77061 | Fire Extinguisher | 2020-08-03 | Fire Systems | Preventive Maintenance
Building 2 | BU2-76854 | Weekly, COM Building 2 Rounds | 2020-07-17 | Rounds | Preventive Maintenance
Building 2 | BU2-76761 | Weekly, COM Building 2 Rounds | 2020-07-10 | Rounds | Preventive Maintenance
Building 2 | BU2-76559 | Weekly, COM Building 2 Rounds | 2020-07-03 | Rounds | Preventive Maintenance
Building 2 | BU2-76524 | Quarterly Fire Sprinkler Valve | 2020-07-01 | Fire Systems | Preventive Maintenance
Building 2 | BU2-76533 | Fire Extinguisher | 2020-07-01 | Fire Systems | Preventive Maintenance
Building 2 | BU2-76307 | Annual, Fire Protection System | 2020-07-01 | Fire Systems | Preventive Maintenance
Building 2 | BU2-76321 | Annual, Fire Sprinkler Valve | 2020-07-01 | Plumbing | Preventive Maintenance
Building 2 | BU2-84435 | Fire Extinguisher | 2021-07-01 | Fire Systems | Preventive Maintenance
Building 3 | BU3-84436 | Fire Extinguisher | 2021-07-01 | Fire Systems | Preventive Maintenance
Building 3 | BU3-76322 | Annual, Fire Sprinkler Valve | 2020-07-01 | Plumbing | Preventive Maintenance
Building 3 | BU3-76308 | Annual, Fire Protection System | 2020-07-01 | Fire Systems | Preventive Maintenance
Building 3 | BU3-76534 | Fire Extinguisher | 2020-07-01 | Fire Systems | Preventive Maintenance
Building 3 | BU3-76525 | Quarterly Fire Sprinkler Valve | 2020-07-01 | Fire Systems | Preventive Maintenance
Building 3 | BU3-76560 | Weekly, COM Building 3 Rounds | 2020-07-03 | Rounds | Preventive Maintenance
Building 3 | BU3-76762 | Weekly, COM Building 3 Rounds | 2020-07-10 | Rounds | Preventive Maintenance
Building 3 | BU3-76855 | Weekly, COM Building 3 Rounds | 2020-07-17 | Rounds | Preventive Maintenance
Building 3 | BU3-77062 | Fire Extinguisher | 2020-08-03 | Fire Systems | Preventive Maintenance
Building 3 | BU3-77018 | Weekly, COM Building 3 Rounds. Daily routing | 2020-07-31 | Rounds | Preventive Maintenance
Building 3 | BU3-76941 | Weekly, COM Building 3 Rounds | 2020-07-24 | Rounds | Preventive Maintenance
Building 3 | BU3-77368 | Weekly, COM Building 3 Rounds | 2020-08-07 | Rounds | Preventive Maintenance
Building 3 | BU3-77452 | Weekly, COM Building 3 Rounds | 2020-08-14 | Rounds | Preventive Maintenance
Building 3 | BU3-77548 | Weekly, COM Building 3 Rounds | 2020-08-21 | Rounds | Preventive Maintenance
Building 3 | BU3-77758 | Fire Extinguisher | 2020-09-01 | Fire Systems | Preventive Maintenance
Building 3 | BU3-77674 | Weekly, COM Building 3 Rounds | 2020-08-28 | Rounds | Preventive Maintenance
Building 3 | BU3-77804 | Weekly, COM Building 3 Rounds | 2020-09-04 | Rounds | Preventive Maintenance
Building 3 | BU3-78304 | Weekly, COM Building 3 Rounds | 2020-09-11 | Rounds | Preventive Maintenance
Building 3 | BU3-78391 | Weekly, COM Building 3 Rounds | 2020-09-18 | Rounds | Preventive Maintenance
Building 3 | BU3-78573 | Fire Extinguisher | 2020-10-01 | Fire Systems | Preventive Maintenance
Building 3 | BU3-78564 | Quarterly Fire Sprinkler Valve | 2020-10-01 | Fire Systems | Preventive Maintenance
Building 3 | BU3-78557 | Weekly, COM Building 3 Rounds | 2020-10-02 | Rounds | Preventive Maintenance
Building 3 | BU3-78471 | Weekly, COM Building 3 Rounds | 2020-09-25 | Rounds | Preventive Maintenance
Building 3 | BU3-78861 | Weekly, COM Building 3 Rounds | 2020-10-09 | Rounds | Preventive Maintenance
Building 3 | BU3-79016 | Weekly, COM Building 3 Rounds | 2020-10-16 | Rounds | Preventive Maintenance
Building 3 | BU3-79297 | Fire Extinguisher | 2020-11-02 | Fire Systems | Preventive Maintenance
Building 3 | BU3-79147 | Weekly, COM Building 3 Rounds | 2020-10-23 | Rounds | Preventive Maintenance
Building 3 | BU3-79232 | Weekly, COM Building 3 Rounds | 2020-10-30 | Rounds | Preventive Maintenance
Building 3 | BU3-79705 | Weekly, COM Building 3 Rounds | 2020-11-13 | Rounds | Preventive Maintenance
Building 3 | BU3-79605 | Weekly, COM Building 3 Rounds | 2020-11-06 | Rounds | Preventive Maintenance
Building 3 | BU3-79801 | Weekly, COM Building 3 Rounds | 2020-11-20 | Rounds | Preventive Maintenance
Building 3 | BU3-79974 | Weekly, COM Building 3 Rounds | 2020-12-04 | Rounds | Preventive Maintenance
Building 3 | BU3-79945 | Fire Extinguisher | 2020-12-01 | Fire Systems | Preventive Maintenance
Building 3 | BU3-79901 | Weekly, COM Building 3 Rounds | 2020-11-27 | Rounds | Preventive Maintenance
Building 3 | BU3-80622 | Fire Extinguisher | 2021-01-01 | Fire Systems | Preventive Maintenance
Building 3 | BU3-80613 | Quarterly Fire Sprinkler Valve | 2021-01-01 | Fire Systems | Preventive Maintenance
Building 3 | BU3-80597 | Weekly, COM Building 3 Rounds | 2021-01-01 | Rounds | Preventive Maintenance
Building 3 | BU3-80361 | Weekly, COM Building 3 Rounds | 2020-12-11 | Rounds | Preventive Maintenance
Building 3 | BU3-80458 | Weekly, COM Building 3 Rounds | 2020-12-18 | Rounds | Preventive Maintenance
Building 3 | BU3-80541 | Weekly, COM Building 3 Rounds | 2020-12-25 | Rounds | Preventive Maintenance
Building 3 | BU3-80826 | Weekly, COM Building 3 Rounds | 2021-01-08 | Rounds | Preventive Maintenance
Building 3 | BU3-80951 | Weekly, COM Building 3 Rounds | 2021-01-15 | Rounds | Preventive Maintenance
Building 3 | BU3-81161 | Fire Extinguisher | 2021-02-01 | Fire Systems | Preventive Maintenance
Building 3 | BU3-81107 | Weekly, COM Building 3 Rounds | 2021-01-29 | Rounds | Preventive Maintenance
Building 3 | BU3-81044 | Weekly, COM Building 3 Rounds | 2021-01-22 | Rounds | Preventive Maintenance
Building 3 | BU3-81401 | Weekly, COM Building 3 Rounds | 2021-02-05 | Rounds | Preventive Maintenance
Building 3 | BU3-81532 | Weekly, COM Building 3 Rounds | 2021-02-12 | Rounds | Preventive Maintenance
Building 3 | BU3-81755 | Fire Extinguisher | 2021-03-01 | Fire Systems | Preventive Maintenance
Building 3 | BU3-81693 | Weekly, COM Building 3 Rounds | 2021-02-26 | Rounds | Preventive Maintenance
Building 3 | BU3-81607 | Weekly, COM Building 3 Rounds | 2021-02-19 | Rounds | Preventive Maintenance
Building 3 | BU3-81990 | Weekly, COM Building 3 Rounds | 2021-03-05 | Rounds | Preventive Maintenance
Building 3 | BU3-82153 | Weekly, COM Building 3 Rounds | 2021-03-12 | Rounds | Preventive Maintenance
Building 3 | BU3-82429 | Fire Extinguisher | 2021-04-01 | Fire Systems | Preventive Maintenance
Building 3 | BU3-82420 | Quarterly Fire Sprinkler Valve | 2021-04-01 | Fire Systems | Preventive Maintenance
Building 3 | BU3-82413 | Weekly, COM Building 3 Rounds | 2021-04-02 | Rounds | Preventive Maintenance
Building 3 | BU3-82254 | Weekly, COM Building 3 Rounds | 2021-03-19 | Rounds | Preventive Maintenance
Building 3 | BU3-82324 | Weekly, COM Building 3 Rounds | 2021-03-26 | Rounds | Preventive Maintenance
Building 3 | BU3-82660 | Weekly, COM Building 3 Rounds | 2021-04-09 | Rounds | Preventive Maintenance
Building 3 | BU3-82981 | Fire Extinguisher | 2021-05-03 | Fire Systems | Preventive Maintenance
Building 3 | BU3-82935 | Weekly, COM Building 3 Rounds | 2021-04-30 | Rounds | Preventive Maintenance
Building 3 | BU3-82738 | Weekly, COM Building 3 Rounds | 2021-04-16 | Rounds | Preventive Maintenance
Building 3 | BU3-82829 | Weekly, COM Building 3 Rounds | 2021-04-23 | Rounds | Preventive Maintenance
Building 3 | BU3-83296 | Weekly, COM Building 3 Rounds | 2021-05-07 | Rounds | Preventive Maintenance
Building 3 | BU3-83403 | Weekly, COM Building 3 Rounds | 2021-05-14 | Rounds | Preventive Maintenance
Building 3 | BU3-83508 | Weekly, COM Building 3 Rounds | 2021-05-21 | Rounds | Preventive Maintenance
Building 3 | BU3-83716 | Annual Fire Extinguisher | 2021-06-01 | Fire Systems | Preventive Maintenance
Building 3 | BU3-83707 | Fire Extinguisher | 2021-06-01 | Fire Systems | Preventive Maintenance
Building 3 | BU3-83616 | Weekly, COM Building 3 Rounds | 2021-05-28 | Rounds | Preventive Maintenance
Building 3 | BU3-83753 | Weekly, COM Building 3 Rounds | 2021-06-04 | Rounds | Preventive Maintenance
Building 3 | BU3-84068 | Annual, Fire Protection System | 2021-07-01 | Fire Systems | Preventive Maintenance
Building 3 | BU3-84122 | Weekly, COM Building 3 Rounds | 2021-06-11 | Rounds | Preventive Maintenance
Building 3 | BU3-84082 | Annual, Fire Sprinkler Valve | 2021-07-01 | Plumbing | Preventive Maintenance
Building 3 | BU3-84215 | Weekly, COM Building 3 Rounds | 2021-06-18 | Rounds | Preventive Maintenance
Building 3 | BU3-84427 | Quarterly Fire Sprinkler Valve | 2021-07-01 | Fire Systems | Preventive Maintenance
Building 3 | BU3-84316 | Weekly, COM Building 3 Rounds | 2021-06-25 | Rounds | Preventive Maintenance
ABC 1 | ABC1-82490 | Quarterly, Air Handler Unit | 2021-04-28 | HVAC (Heating / Cooling) | Preventive Maintenance
ABC 1 | ABC1-80661 | Quarterly, Air Handler Unit | 2021-01-28 | HVAC (Heating / Cooling) | Preventive Maintenance
ABC 1 | ABC1-80658 | Annual, Air Handler Unit | 2021-01-28 | HVAC (Heating / Cooling) | Preventive Maintenance
ABC 1 | ABC1-78669 | Quarterly, Air Handler Unit | 2020-10-28 | HVAC (Heating / Cooling) | Preventive Maintenance
ABC 1 | ABC1-76604 | Quarterly, Air Handler Unit | 2020-07-28 | HVAC (Heating / Cooling) | Preventive Maintenance
ABC 1 | ABC1-80678 | Annual, Energy Recovery Unit | 2021-01-28 | HVAC (Heating / Cooling) | Preventive Maintenance
ABC 1 | ABC1-80691 | Semi-Annual, Return Fan | 2021-01-28 | HVAC (Heating / Cooling) | Preventive Maintenance
ABC 1 | ABC1-76633 | Semi-Annual, Return Fan | 2020-07-28 | HVAC (Heating / Cooling) | Preventive Maintenance
ABC 1 | ABC1-76634 | Quarterly, Sump Pump | 2020-07-28 | Mechanical | Preventive Maintenance
ABC 1 | ABC1-78706 | Quarterly, Sump Pump | 2020-10-28 | Mechanical | Preventive Maintenance
ABC 1 | ABC1-80692 | Quarterly, Sump Pump | 2021-01-28 | Mechanical | Preventive Maintenance
ABC 1 | ABC1-82521 | Quarterly, Sump Pump | 2021-04-28 | Mechanical | Preventive Maintenance
ABC 1 | ABC1-82553 | Monthly, Hot Water Heater Tempering | 2021-04-28 | Plumbing | Preventive Maintenance
ABC 1 | ABC1-83188 | Monthly, Hot Water Heater Tempering | 2021-05-28 | Plumbing | Preventive Maintenance
ABC 1 | ABC1-83906 | Monthly, Hot Water Heater Tempering | 2021-06-28 | Plumbing | Preventive Maintenance
ABC 1 | ABC1-80740 | Monthly, Hot Water Heater Tempering | 2021-01-28 | Plumbing | Preventive Maintenance
ABC 1 | ABC1-81947 | Monthly, Hot Water Heater Tempering | 2021-03-29 | Plumbing | Preventive Maintenance
ABC 1 | ABC1-81352 | Monthly, Hot Water Heater Tempering | 2021-03-01 | Plumbing | Preventive Maintenance
ABC 1 | ABC1-78755 | Monthly, Hot Water Heater Tempering | 2020-10-28 | Plumbing | Preventive Maintenance
ABC 1 | ABC1-80211 | Monthly, Hot Water Heater Tempering | 2020-12-28 | Plumbing | Preventive Maintenance
ABC 1 | ABC1-79508 | Monthly, Hot Water Heater Tempering | 2020-11-30 | Plumbing | Preventive Maintenance
ABC 1 | ABC1-76671 | Monthly, Hot Water Heater Tempering | 2020-07-28 | Plumbing | Preventive Maintenance
ABC 1 | ABC1-77280 | Monthly, Hot Water Heater Tempering | 2020-08-28 | Plumbing | Preventive Maintenance
ABC 1 | ABC1-77976 | Monthly, Hot Water Heater Tempering | 2020-09-28 | Plumbing | Preventive Maintenance
ABC 1 | ABC1-79116 | Annual, Vacuum Pump | 2020-10-19 | Mechanical | Preventive Maintenance
ABC 1 | ABC1-79036 | Monthly, RO/DI Water System | 2020-10-19 | Plumbing | Preventive Maintenance
ABC 1 | ABC1-78749 | Quarterly, RO/DI Water System | 2020-10-28 | Plumbing | Preventive Maintenance
ABC 1 | ABC1-78400 | Monthly, RO/DI Water System | 2020-09-17 | Plumbing | Preventive Maintenance
ABC 1 | ABC1-79769 | Monthly, RO/DI Water System | 2020-11-17 | Plumbing | Preventive Maintenance
ABC 1 | ABC1-77511 | Monthly, RO/DI Water System | 2020-08-17 | Plumbing | Preventive Maintenance
ABC 1 | ABC1-76877 | Monthly, RO/DI Water System | 2020-07-17 | Plumbing | Preventive Maintenance
ABC 1 | ABC1-76665 | Quarterly, RO/DI Water System | 2020-07-28 | Plumbing | Preventive Maintenance
ABC 1 | ABC1-81587 | Monthly, RO/DI Water System | 2021-02-17 | Plumbing | Preventive Maintenance
ABC 1 | ABC1-80733 | Quarterly, RO/DI Water System | 2021-01-28 | Plumbing | Preventive Maintenance
ABC 1 | ABC1-80462 | Monthly, RO/DI Water System | 2020-12-17 | Plumbing | Preventive Maintenance
ABC 1 | ABC1-81005 | Monthly, RO/DI Water System | 2021-01-18 | Plumbing | Preventive Maintenance
ABC 1 | ABC1-84219 | Monthly, RO/DI Water System | 2021-06-17 | Plumbing | Preventive Maintenance
ABC 1 | ABC1-83477 | Monthly, RO/DI Water System | 2021-05-17 | Plumbing | Preventive Maintenance
ABC 1 | ABC1-82762 | Monthly, RO/DI Water System | 2021-04-19 | Plumbing | Preventive Maintenance
ABC 1 | ABC1-82548 | Quarterly, RO/DI Water System | 2021-04-28 | Plumbing | Preventive Maintenance
ABC 1 | ABC1-82234 | Monthly, RO/DI Water System | 2021-03-17 | Plumbing | Preventive Maintenance
ABC 1 | ABC1-82543 | Quarterly, Expansion Tank | 2021-04-28 | Mechanical | Preventive Maintenance
ABC 1 | ABC1-80730 | Quarterly, Expansion Tank | 2021-01-28 | Mechanical | Preventive Maintenance
ABC 1 | ABC1-76662 | Quarterly, Expansion Tank | 2020-07-28 | Mechanical | Preventive Maintenance
ABC 1 | ABC1-78745 | Quarterly, Expansion Tank | 2020-10-28 | Mechanical | Preventive Maintenance
ABC 1 | ABC1-82601 | Annual, Variable Frequency Drive | 2021-04-28 | Mechanical | Preventive Maintenance
ABC 1 | ABC1-82602 | Annual, Variable Frequency Drive | 2021-04-28 | Mechanical | Preventive Maintenance
ABC 1 | ABC1-82603 | Annual, Variable Frequency Drive | 2021-04-28 | Mechanical | Preventive Maintenance
ABC 1 | ABC1-76231 | Annual, Back Flow Preventer | 2020-07-31 | Plumbing | Preventive Maintenance
ABC 1 | ABC1-76232 | Annual, Back Flow Preventer | 2020-07-31 | Plumbing | Preventive Maintenance
ABC 1 | ABC1-83989 | Annual, Back Flow Preventer | 2021-07-01 | Plumbing | Preventive Maintenance
ABC 1 | ABC1-83990 | Annual, Back Flow Preventer | 2021-07-01 | Plumbing | Preventive Maintenance
ABC 1 | ABC1-76233 | Annual, Back Flow Preventer | 2020-07-31 | Plumbing | Preventive Maintenance
ABC 1 | ABC1-76658 | Quarterly, Booster Pump | 2020-07-28 | Mechanical | Preventive Maintenance
ABC 1 | ABC1-78742 | Quarterly, Booster Pump | 2020-10-28 | Mechanical | Preventive Maintenance
ABC 1 | ABC1-82539 | Quarterly, Booster Pump | 2021-04-28 | Mechanical | Preventive Maintenance
ABC 1 | ABC1-80726 | Quarterly, Booster Pump | 2021-01-28 | Mechanical | Preventive Maintenance
ABC 1 | ABC1-80712 | Quarterly, Circulating Pump | 2021-01-28 | Mechanical | Preventive Maintenance
ABC 1 | ABC1-82531 | Quarterly, Circulating Pump | 2021-04-28 | Mechanical | Preventive Maintenance
ABC 1 | ABC1-78733 | Quarterly, Circulating Pump | 2020-10-28 | Mechanical | Preventive Maintenance
ABC 1 | ABC1-76644 | Quarterly, Circulating Pump | 2020-07-28 | Mechanical | Preventive Maintenance
ABC 1 | ABC1-76645 | Quarterly, Circulating Pump | 2020-07-28 | Mechanical | Preventive Maintenance
ABC 1 | ABC1-78734 | Quarterly, Circulating Pump | 2020-10-28 | Mechanical | Preventive Maintenance
ABC 1 | ABC1-82532 | Quarterly, Circulating Pump | 2021-04-28 | Mechanical | Preventive Maintenance
ABC 1 | ABC1-80713 | Quarterly, Circulating Pump | 2021-01-28 | Mechanical | Preventive Maintenance
ABC 1 | ABC1-80743 | Annual, Regulating Valve | 2021-01-28 | Plumbing | Preventive Maintenance
Building 4 | BU4-80786 | Monthly, Emergency Eye Wash Station - COM BLD 4 | 2021-01-28 | Plumbing | Preventive Maintenance
Building 4 | BU4-81162 | Fire Extinguisher | 2021-02-01 | Fire Systems | Preventive Maintenance
Building 4 | BU4-80614 | Quarterly Fire Sprinkler Valve | 2021-01-01 | Fire Systems | Preventive Maintenance
Building 4 | BU4-80623 | Fire Extinguisher | 2021-01-01 | Fire Systems | Preventive Maintenance
Building 4 | BU4-80249 | Monthly, Emergency Eye Wash Station - COM BLD 4 | 2020-12-28 | Plumbing | Preventive Maintenance
Building 4 | BU4-81403 | Monthly, Emergency Eye Wash Station - COM BLD 4 | 2021-03-01 | Plumbing | Preventive Maintenance
Building 4 | BU4-81756 | Fire Extinguisher | 2021-03-01 | Fire Systems | Preventive Maintenance
Building 4 | BU4-81992 | Monthly, Emergency Eye Wash Station - COM BLD 4 | 2021-03-29 | Plumbing | Preventive Maintenance
Building 4 | BU4-82592 | Monthly, Emergency Eye Wash Station - COM BLD 4 | 2021-04-28 | Plumbing | Preventive Maintenance
Building 4 | BU4-82421 | Quarterly Fire Sprinkler Valve | 2021-04-01 | Fire Systems | Preventive Maintenance
Building 4 | BU4-82430 | Fire Extinguisher | 2021-04-01 | Fire Systems | Preventive Maintenance
Building 4 | BU4-82982 | Fire Extinguisher | 2021-05-03 | Fire Systems | Preventive Maintenance
Building 4 | BU4-83215 | Monthly, Emergency Eye Wash Station - COM BLD 4 | 2021-05-28 | Plumbing | Preventive Maintenance
Building 4 | BU4-84428 | Quarterly Fire Sprinkler Valve | 2021-07-01 | Fire Systems | Preventive Maintenance
W/O 40956289
Building 4 | BU4-84083 | Annual, Fire Sprinkler Valve | 2021-07-01 | Plumbing | Preventive Maintenance
Building 4 | BU4-84069 | Annual, Fire Protection System | 2021-07-01 | Fire Systems | Preventive Maintenance
Building 4 | BU4-83933 | Monthly, Emergency Eye Wash Station - COM BLD 4 | 2021-06-28 | Plumbing | Preventive Maintenance
Building 4 | BU4-83708 | Fire Extinguisher | 2021-06-01 | Fire Systems | Preventive Maintenance
Building 4 | BU4-78798 | Monthly, Emergency Eye Wash Station - COM BLD 4 | 2020-10-28 | Plumbing | Preventive Maintenance
Building 4 | BU4-78565 | Quarterly Fire Sprinkler Valve | 2020-10-01 | Fire Systems | Preventive Maintenance
Building 4 | BU4-78574 | Fire Extinguisher | 2020-10-01 | Fire Systems | Preventive Maintenance
Building 4 | BU4-79298 | Fire Extinguisher | 2020-11-02 | Fire Systems | Preventive Maintenance
Building 4 | BU4-79539 | Monthly, Emergency Eye Wash Station - COM BLD 4 | 2020-11-30 | Plumbing | Preventive Maintenance
Building 4 | BU4-79946 | Fire Extinguisher | 2020-12-01 | Fire Systems | Preventive Maintenance
Building 4 | BU4-76714 | Monthly, Emergency Eye Wash Station - COM BLD 4 | 2020-07-28 | Plumbing | Preventive Maintenance
Building 4 | BU4-76526 | Quarterly Fire Sprinkler Valve | 2020-07-01 | Fire Systems | Preventive Maintenance
Building 4 | BU4-76535 | Fire Extinguisher | 2020-07-01 | Fire Systems | Preventive Maintenance
Building 4 | BU4-76309 | Annual, Fire Protection System | 2020-07-01 | Fire Systems | Preventive Maintenance
Building 4 | BU4-76323 | Annual, Fire Sprinkler Valve | 2020-07-01 | Plumbing | Preventive Maintenance
Building 4 | BU4-77063 | Fire Extinguisher | 2020-08-03 | Fire Systems | Preventive Maintenance
Building 4 | BU4-77307 | Monthly, Emergency Eye Wash Station - COM BLD 4 | 2020-08-28 | Plumbing | Preventive Maintenance
Building 4 | BU4-77759 | Fire Extinguisher | 2020-09-01 | Fire Systems | Preventive Maintenance
Building 4 | BU4-77767 | Annual Fire Extinguisher | 2020-09-01 | Fire Systems | Preventive Maintenance
Building 4 | BU4-78214 | Monthly, Emergency Eye Wash Station - COM BLD 4 | 2020-09-28 | Plumbing | Preventive Maintenance
Building 4 | BU4-84437 | Fire Extinguisher | 2021-07-01 | Fire Systems | Preventive Maintenance
ABC 1 | ABC1-78221 | Semi-Annual, Site Audit | 2020-09-28 | Administrative | Preventive Maintenance
ABC 1 | ABC1-82049 | Semi-Annual, Site Audit | 2021-03-29 | Administrative | Preventive Maintenance
ABC 1 | ABC1-78421 | Annual, RO/DI Water System | 2020-09-21 | Plumbing | Preventive Maintenance
ABC 1 | ABC1-78735 | Quarterly, Circulating Pump | 2020-10-28 | Mechanical | Preventive Maintenance
ABC 1 | ABC1-76646 | Quarterly, Circulating Pump | 2020-07-28 | Mechanical | Preventive Maintenance
ABC 1 | ABC1-80714 | Quarterly, Circulating Pump | 2021-01-28 | Mechanical | Preventive Maintenance
ABC 1 | ABC1-82533 | Quarterly, Circulating Pump | 2021-04-28 | Mechanical | Preventive Maintenance
ABC 1 | ABC1-82534 | Quarterly, Circulating Pump | 2021-04-28 | Mechanical | Preventive Maintenance
ABC 1 | ABC1-80715 | Quarterly, Circulating Pump | 2021-01-28 | Mechanical | Preventive Maintenance
ABC 1 | ABC1-76647 | Quarterly, Circulating Pump | 2020-07-28 | Mechanical | Preventive Maintenance
ABC 1 | ABC1-78736 | Quarterly, Circulating Pump | 2020-10-28 | Mechanical | Preventive Maintenance
ABC 1 | ABC1-78746 | Quarterly, Expansion Tank | 2020-10-28 | Mechanical | Preventive Maintenance
ABC 1 | ABC1-76663 | Quarterly, Expansion Tank | 2020-07-28 | Mechanical | Preventive Maintenance
ABC 1 | ABC1-80731 | Quarterly, Expansion Tank | 2021-01-28 | Mechanical | Preventive Maintenance
ABC 1 | ABC1-82544 | Quarterly, Expansion Tank | 2021-04-28 | Mechanical | Preventive Maintenance
ABC 1 | ABC1-83991 | Annual, Back Flow Preventer | 2021-07-01 | Plumbing | Preventive Maintenance
ABC 1 | ABC1-76234 | Annual, Back Flow Preventer | 2020-07-31 | Plumbing | Preventive Maintenance
ABC 1 | ABC1-82555 | Annual, Heat Exchanger | 2021-04-28 | Plumbing | Preventive Maintenance
ABC 1 | ABC1-82523 | Quarterly, Fan Coil Unit | 2021-04-28 | HVAC (Heating / Cooling) | Preventive Maintenance
ABC 1 | ABC1-80694 | Annual, Fan Coil Unit | 2021-01-28 | HVAC (Heating / Cooling) | Preventive Maintenance
ABC 1 | ABC1-80703 | Quarterly, Fan Coil Unit | 2021-01-28 | HVAC (Heating / Cooling) | Preventive Maintenance
ABC 1 | ABC1-76636 | Quarterly, Fan Coil Unit | 2020-07-28 | HVAC (Heating / Cooling) | Preventive Maintenance
ABC 1 | ABC1-78707 | Quarterly, Fan Coil Unit | 2020-10-28 | HVAC (Heating / Cooling) | Preventive Maintenance
ABC 1 | ABC1-76696 | Semi-Annual, Door, Roll-Up | 2020-07-28 | Door Overrides | Preventive Maintenance
ABC 1 | ABC1-80768 | Semi-Annual, Door, Roll-Up | 2021-01-28 | Door Overrides | Preventive Maintenance
ABC 1 | ABC1-80769 | Semi-Annual, Door, Roll-Up | 2021-01-28 | Door Overrides | Preventive Maintenance
ABC 1 | ABC1-76697 | Semi-Annual, Door, Roll-Up | 2020-07-28 | Door Overrides | Preventive Maintenance
ABC 1 | ABC1-76622 | Quarterly, Exhaust Fan. Visual inspection was performed no leaks or issues were found P.M is completed | 2020-07-28 | HVAC (Heating / Cooling) | Preventive Maintenance
ABC 1 | ABC1-78694 | Quarterly, Exhaust Fan | 2020-10-28 | HVAC (Heating / Cooling) | Preventive Maintenance
ABC 1 | ABC1-80695 | Annual, Fan Coil Unit | 2021-01-28 | HVAC (Heating / Cooling) | Preventive Maintenance
ABC 1 | ABC1-80680 | Quarterly, Exhaust Fan | 2021-01-28 | HVAC (Heating / Cooling) | Preventive Maintenance
ABC 1 | ABC1-82509 | Quarterly, Exhaust Fan | 2021-04-28 | HVAC (Heating / Cooling) | Preventive Maintenance
ABC 1 | ABC1-80767 | Semi-Annual, Door, Roll-Up | 2021-01-28 | Door Overrides | Preventive Maintenance
ABC 1 | ABC1-76695 | Semi-Annual, Door, Roll-Up | 2020-07-28 | Door Overrides | Preventive Maintenance
ABC 1 | ABC1-76698 | Semi-Annual, Door, Roll-Up | 2020-07-28 | Door Overrides | Preventive Maintenance
ABC 1 | ABC1-80770 | Semi-Annual, Door, Roll-Up | 2021-01-28 | Door Overrides | Preventive Maintenance
ABC 1 | ABC1-80771 | Semi-Annual, Door, Roll-Up | 2021-01-28 | Door Overrides | Preventive Maintenance
ABC 1 | ABC1-76699 | Semi-Annual, Door, Roll-Up | 2020-07-28 | Door Overrides | Preventive Maintenance
ABC 1 | ABC1-76700 | Semi-Annual, Door, Roll-Up | 2020-07-28 | Door Overrides | Preventive Maintenance
ABC 1 | ABC1-80772 | Semi-Annual, Door, Roll-Up | 2021-01-28 | Door Overrides | Preventive Maintenance
ABC 1 | ABC1-78008 | Annual, Phoenix Valve | 2020-09-28 | Preventive Maintenance | Preventive Maintenance
ABC 1 | ABC1-78009 | Annual, Phoenix Valve | 2020-09-28 | Preventive Maintenance | Preventive Maintenance
ABC 1 | ABC1-78010 | Annual, Phoenix Valve | 2020-09-28 | Preventive Maintenance | Preventive Maintenance
ABC 1 | ABC1-78011 | Annual, Phoenix Valve | 2020-09-28 | Preventive Maintenance | Preventive Maintenance
ABC 1 | ABC1-78012 | Annual, Phoenix Valve | 2020-09-28 | Preventive Maintenance | Preventive Maintenance
ABC 1 | ABC1-77977 | Monthly, Hot Water Heater Tempering | 2020-09-28 | Plumbing | Preventive Maintenance
ABC 1 | ABC1-76672 | Monthly, Hot Water Heater Tempering | 2020-07-28 | Plumbing | Preventive Maintenance
ABC 1 | ABC1-77281 | Monthly, Hot Water Heater Tempering | 2020-08-28 | Plumbing | Preventive Maintenance
ABC 1 | ABC1-78756 | Monthly, Hot Water Heater Tempering | 2020-10-28 | Plumbing | Preventive Maintenance
ABC 1 | ABC1-78786 | Semi-Annual, Water Heater, Commercial Gas | 2020-10-28 | Plumbing | Preventive Maintenance
ABC 1 | ABC1-80212 | Monthly, Hot Water Heater Tempering | 2020-12-28 | Plumbing | Preventive Maintenance
ABC 1 | ABC1-79509 | Monthly, Hot Water Heater Tempering | 2020-11-30 | Plumbing | Preventive Maintenance
ABC 1 | ABC1-80741 | Monthly, Hot Water Heater Tempering | 2021-01-28 | Plumbing | Preventive Maintenance
ABC 1 | ABC1-81948 | Monthly, Hot Water Heater Tempering | 2021-03-29 | Plumbing | Preventive Maintenance
ABC 1 | ABC1-81353 | Monthly, Hot Water Heater Tempering | 2021-03-01 | Plumbing | Preventive Maintenance
ABC 1 | ABC1-82580 | Semi-Annual, Water Heater, Commercial Gas | 2021-04-28 | Plumbing | Preventive Maintenance
ABC 1 | ABC1-82554 | Monthly, Hot Water Heater Tempering | 2021-04-28 | Plumbing | Preventive Maintenance
ABC 1 | ABC1-83189 | Monthly, Hot Water Heater Tempering | 2021-05-28 | Plumbing | Preventive Maintenance
ABC 1 | ABC1-83907 | Monthly, Hot Water Heater Tempering | 2021-06-28 | Plumbing | Preventive Maintenance
ABC 1 | ABC1-78013 | Annual, Phoenix Valve | 2020-09-28 | Preventive Maintenance | Preventive Maintenance
ABC 1 | ABC1-78014 | Annual, Phoenix Valve | 2020-09-28 | Preventive Maintenance | Preventive Maintenance
ABC 1 | ABC1-78015 | Annual, Phoenix Valve | 2020-09-28 | Preventive Maintenance | Preventive Maintenance
ABC 1 | ABC1-78016 | Annual, Phoenix Valve | 2020-09-28 | Preventive Maintenance | Preventive Maintenance
ABC 1 | ABC1-78017 | Annual, Phoenix Valve | 2020-09-28 | Preventive Maintenance | Preventive Maintenance
ABC 1 | ABC1-78018 | Annual, Phoenix Valve | 2020-09-28 | Preventive Maintenance | Preventive Maintenance
ABC 1 | ABC1-78019 | Annual, Phoenix Valve | 2020-09-28 | Preventive Maintenance | Preventive Maintenance
ABC 1 | ABC1-78020 | Annual, Phoenix Valve | 2020-09-28 | Preventive Maintenance | Preventive Maintenance
ABC 1 | ABC1-78021 | Annual, Phoenix Valve | 2020-09-28 | Preventive Maintenance | Preventive Maintenance
ABC 1 | ABC1-78022 | Annual, Phoenix Valve | 2020-09-28 | Preventive Maintenance | Preventive Maintenance
ABC 1 | ABC1-78023 | Annual, Phoenix Valve | 2020-09-28 | Preventive Maintenance | Preventive Maintenance
ABC 1 | ABC1-78024 | Annual, Phoenix Valve | 2020-09-28 | Preventive Maintenance | Preventive Maintenance
ABC 1 | ABC1-78025 | Annual, Phoenix Valve | 2020-09-28 | Preventive Maintenance | Preventive Maintenance
ABC 1 | ABC1-78026 | Annual, Phoenix Valve | 2020-09-28 | Preventive Maintenance | Preventive Maintenance
ABC 1 | ABC1-78027 | Annual, Phoenix Valve | 2020-09-28 | Preventive Maintenance | Preventive Maintenance
ABC 1 | ABC1-78028 | Annual, Phoenix Valve | 2020-09-28 | Preventive Maintenance | Preventive Maintenance
ABC 1 | ABC1-78029 | Annual, Phoenix Valve | 2020-09-28 | Preventive Maintenance | Preventive Maintenance
ABC 1 | ABC1-78030 | Annual, Phoenix Valve | 2020-09-28 | Preventive Maintenance | Preventive Maintenance
ABC 1 | ABC1-78031 | Annual, Phoenix Valve | 2020-09-28 | Preventive Maintenance | Preventive Maintenance
ABC 1 | ABC1-78032 | Annual, Phoenix Valve | 2020-09-28 | Preventive Maintenance | Preventive Maintenance
ABC 1 | ABC1-78033 | Annual, Phoenix Valve | 2020-09-28 | Preventive Maintenance | Preventive Maintenance
ABC 1 | ABC1-78034 | Annual, Phoenix Valve | 2020-09-28 | Preventive Maintenance | Preventive Maintenance
ABC 1 | ABC1-78035 | Annual, Phoenix Valve | 2020-09-28 | Preventive Maintenance | Preventive Maintenance
ABC 1 | ABC1-78036 | Annual, Phoenix Valve | 2020-09-28 | Preventive Maintenance | Preventive Maintenance
ABC 1 | ABC1-78037 | Annual, Phoenix Valve | 2020-09-28 | Preventive Maintenance | Preventive Maintenance
ABC 1 | ABC1-78038 | Annual, Phoenix Valve | 2020-09-28 | Preventive Maintenance | Preventive Maintenance
ABC 1 | ABC1-78039 | Annual, Phoenix Valve | 2020-09-28 | Preventive Maintenance | Preventive Maintenance
ABC 1 | ABC1-78040 | Annual, Phoenix Valve | 2020-09-28 | Preventive Maintenance | Preventive Maintenance
ABC 1 | ABC1-78041 | Annual, Phoenix Valve | 2020-09-28 | Preventive Maintenance | Preventive Maintenance
ABC 1 | ABC1-78042 | Annual, Phoenix Valve | 2020-09-28 | Preventive Maintenance | Preventive Maintenance
ABC 1 | ABC1-78043 | Annual, Phoenix Valve | 2020-09-28 | Preventive Maintenance | Preventive Maintenance
ABC 1 | ABC1-78044 | Annual, Phoenix Valve | 2020-09-28 | Preventive Maintenance | Preventive Maintenance
ABC 1 | ABC1-78045 | Annual, Phoenix Valve | 2020-09-28 | Preventive Maintenance | Preventive Maintenance
ABC 1 | ABC1-78046 | Annual, Phoenix Valve | 2020-09-28 | Preventive Maintenance | Preventive Maintenance
ABC 1 | ABC1-78047 | Annual, Phoenix Valve | 2020-09-28 | Preventive Maintenance | Preventive Maintenance
ABC 1 | ABC1-78048 | Annual, Phoenix Valve | 2020-09-28 | Preventive Maintenance | Preventive Maintenance
ABC 1 | ABC1-76235 | Annual, Back Flow Preventer | 2020-07-31 | Plumbing | Preventive Maintenance
ABC 1 | ABC1-83992 | Annual, Back Flow Preventer | 2021-07-01 | Plumbing | Preventive Maintenance
ABC 1 | ABC1-83993 | Annual, Back Flow Preventer | 2021-07-01 | Plumbing | Preventive Maintenance
ABC 1 | ABC1-76236 | Annual, Back Flow Preventer | 2020-07-31 | Plumbing | Preventive Maintenance
ABC 1 | ABC1-76237 | Annual, Back Flow Preventer | 2020-07-31 | Plumbing | Preventive Maintenance
ABC 1 | ABC1-83994 | Annual, Back Flow Preventer | 2021-07-01 | Plumbing | Preventive Maintenance
ABC 1 | ABC1-82604 | Annual, Variable Frequency Drive | 2021-04-28 | Mechanical | Preventive Maintenance
ABC 1 | ABC1-82605 | Annual, Variable Frequency Drive | 2021-04-28 | Mechanical | Preventive Maintenance
ABC 1 | ABC1-82556 | Annual, Heat Exchanger | 2021-04-28 | Plumbing | Preventive Maintenance
ABC 1 | ABC1-80739 | Semi-Annual, Medical Air Compressor | 2021-01-28 | Mechanical | Preventive Maintenance
ABC 1 | ABC1-76670 | Semi-Annual, Medical Air Compressor | 2020-07-28 | Mechanical | Preventive Maintenance
ABC 1 | ABC1-76661 | Quarterly, Expansion Tank | 2020-07-28 | Mechanical | Preventive Maintenance
ABC 1 | ABC1-78747 | Quarterly, Expansion Tank | 2020-10-28 | Mechanical | Preventive Maintenance
ABC 1 | ABC1-80732 | Quarterly, Expansion Tank | 2021-01-28 | Mechanical | Preventive Maintenance
ABC 1 | ABC1-82545 | Quarterly, Expansion Tank | 2021-04-28 | Mechanical | Preventive Maintenance
ABC 1 | ABC1-82975 | Semi Annual, Boiler | 2021-05-03 | HVAC (Heating / Cooling) | Preventive Maintenance
ABC 1 | ABC1-78716 | Annual, Boiler | 2020-10-28 | Plumbing | Preventive Maintenance
ABC 1 | ABC1-79291 | Semi Annual, Boiler | 2020-11-02 | Plumbing | Preventive Maintenance
ABC 1 | ABC1-79292 | Semi Annual, Boiler | 2020-11-02 | Plumbing | Preventive Maintenance
ABC 1 | ABC1-78717 | Annual, Boiler | 2020-10-28 | Plumbing | Preventive Maintenance
ABC 1 | ABC1-82976 | Semi Annual, Boiler | 2021-05-03 | HVAC (Heating / Cooling) | Preventive Maintenance
ABC 1 | ABC1-78049 | Annual, Phoenix Valve | 2020-09-28 | Preventive Maintenance | Preventive Maintenance
ABC 1 | ABC1-76666 | Quarterly, RO/DI Water System | 2020-07-28 | Plumbing | Preventive Maintenance
ABC 1 | ABC1-78750 | Quarterly, RO/DI Water System | 2020-10-28 | Plumbing | Preventive Maintenance
ABC 1 | ABC1-82547 | Quarterly, RO/DI Water System | 2021-04-28 | Plumbing | Preventive Maintenance
ABC 1 | ABC1-80734 | Quarterly, RO/DI Water System | 2021-01-28 | Plumbing | Preventive Maintenance
ABC 1 | ABC1-80735 | Quarterly, RO/DI Water System | 2021-01-28 | Plumbing | Preventive Maintenance
ABC 1 | ABC1-82549 | Quarterly, RO/DI Water System | 2021-04-28 | Plumbing | Preventive Maintenance
ABC 1 | ABC1-78751 | Quarterly, RO/DI Water System | 2020-10-28 | Plumbing | Preventive Maintenance
ABC 1 | ABC1-76667 | Quarterly, RO/DI Water System | 2020-07-28 | Plumbing | Preventive Maintenance
ABC 1 | ABC1-76668 | Quarterly, RO/DI Water System | 2020-07-28 | Plumbing | Preventive Maintenance
ABC 1 | ABC1-78752 | Quarterly, RO/DI Water System | 2020-10-28 | Plumbing | Preventive Maintenance
ABC 1 | ABC1-82550 | Quarterly, RO/DI Water System | 2021-04-28 | Plumbing | Preventive Maintenance
ABC 1 | ABC1-80736 | Quarterly, RO/DI Water System | 2021-01-28 | Plumbing | Preventive Maintenance
ABC 1 | ABC1-80737 | Quarterly, RO/DI Water System | 2021-01-28 | Plumbing | Preventive Maintenance
ABC 1 | ABC1-82551 | Quarterly, RO/DI Water System | 2021-04-28 | Plumbing | Preventive Maintenance
ABC 1 | ABC1-78753 | Quarterly, RO/DI Water System | 2020-10-28 | Plumbing | Preventive Maintenance
ABC 1 | ABC1-76669 | Quarterly, RO/DI Water System | 2020-07-28 | Plumbing | Preventive Maintenance
ABC 1 | ABC1-77986 | Annual, Transfer Switch | 2020-09-28 | Electrical | Preventive Maintenance
ABC 1 | ABC1-77987 | Annual, Transfer Switch | 2020-09-28 | Electrical | Preventive Maintenance
ABC 1 | ABC1-76313 | Monthly, Fire Protection System | 2020-07-01 | Fire Systems | Preventive Maintenance
ABC 1 | ABC1-84073 | Monthly, Fire Protection System | 2021-07-01 | Fire Systems | Preventive Maintenance
ABC 1 | ABC1-80313 | Monthly, Fire Protection System | 2021-01-01 | Fire Systems | Preventive Maintenance
Building 1 | BU1-80335 | Annual Roof Inspection | 2021-01-15 | Preventive Maintenance | Preventive Maintenance
ABC 1 | ABC1-80336 | Annual Roof Inspection | 2021-01-15 | Preventive Maintenance | Preventive Maintenance
Building 2 | BU2-80337 | Annual Roof Inspection | 2021-01-15 | Preventive Maintenance | Preventive Maintenance
Building 3 | BU3-80338 | Annual Roof Inspection | 2021-01-15 | Preventive Maintenance | Preventive Maintenance
Building 4 | BU4-80339 | Annual Roof Inspection | 2021-01-15 | Preventive Maintenance | Preventive Maintenance
ABC 1 | ABC1-80351 | Weekly, Emergency Generator Set | 2020-12-11 | Mechanical | Preventive Maintenance
ABC 1 | ABC1-80448 | Weekly, Emergency Generator Set | 2020-12-18 | Mechanical | Preventive Maintenance
ABC 1 | ABC1-80531 | Weekly, Emergency Generator Set | 2020-12-25 | Mechanical | Preventive Maintenance
ABC 1 | ABC1-80587 | Weekly, Emergency Generator Set | 2021-01-01 | Mechanical | Preventive Maintenance
ABC 1 | ABC1-80761 | Monthly, Emergency Generator Set | 2021-01-28 | Mechanical | Preventive Maintenance
ABC 1 | ABC1-80810 | Weekly, Emergency Generator Set | 2021-01-08 | Mechanical | Preventive Maintenance
ABC 1 | ABC1-80941 | Weekly, Emergency Generator Set | 2021-01-15 | Mechanical | Preventive Maintenance
ABC 1 | ABC1-81097 | Weekly, Emergency Generator Set | 2021-01-29 | Mechanical | Preventive Maintenance
ABC 1 | ABC1-81034 | Weekly, Emergency Generator Set | 2021-01-22 | Mechanical | Preventive Maintenance
ABC 1 | ABC1-81357 | Monthly, Emergency Generator Set | 2021-03-01 | Mechanical | Preventive Maintenance
ABC 1 | ABC1-81364 | Weekly, Emergency Generator Set | 2021-02-05 | Mechanical | Preventive Maintenance
ABC 1 | ABC1-81683 | Weekly, Emergency Generator Set | 2021-02-26 | Mechanical | Preventive Maintenance
ABC 1 | ABC1-81597 | Weekly, Emergency Generator Set | 2021-02-19 | Mechanical | Preventive Maintenance
ABC 1 | ABC1-81522 | Weekly, Emergency Generator Set | 2021-02-12 | Mechanical | Preventive Maintenance
ABC 1 | ABC1-81958 | Monthly, Emergency Generator Set | 2021-03-29 | Mechanical | Preventive Maintenance
ABC 1 | ABC1-81964 | Weekly, Emergency Generator Set | 2021-03-05 | Mechanical | Preventive Maintenance
ABC 1 | ABC1-82143 | Weekly, Emergency Generator Set | 2021-03-12 | Mechanical | Preventive Maintenance
ABC 1 | ABC1-84112 | Weekly, Emergency Generator Set | 2021-06-11 | Mechanical | Preventive Maintenance
ABC 1 | ABC1-83914 | Monthly, Emergency Generator Set | 2021-06-28 | Mechanical | Preventive Maintenance
ABC 1 | ABC1-84306 | Weekly, Emergency Generator Set | 2021-06-25 | Mechanical | Preventive Maintenance
ABC 1 | ABC1-84205 | Weekly, Emergency Generator Set | 2021-06-18 | Mechanical | Preventive Maintenance
ABC 1 | ABC1-83606 | Weekly, Emergency Generator Set | 2021-05-28 | Mechanical | Preventive Maintenance
ABC 1 | ABC1-83743 | Weekly, Emergency Generator Set | 2021-06-04 | Mechanical | Preventive Maintenance
ABC 1 | ABC1-83498 | Weekly, Emergency Generator Set | 2021-05-21 | Mechanical | Preventive Maintenance
ABC 1 | ABC1-83393 | Weekly, Emergency Generator Set | 2021-05-14 | Mechanical | Preventive Maintenance
ABC 1 | ABC1-83286 | Weekly, Emergency Generator Set | 2021-05-07 | Mechanical | Preventive Maintenance
ABC 1 | ABC1-82570 | Annual, Emergency Generator Set | 2021-04-28 | Mechanical | Preventive Maintenance
ABC 1 | ABC1-82573 | Monthly, Emergency Generator Set | 2021-04-28 | Mechanical | Preventive Maintenance
ABC 1 | ABC1-82650 | Weekly, Emergency Generator Set | 2021-04-09 | Mechanical | Preventive Maintenance
ABC 1 | ABC1-82403 | Weekly, Emergency Generator Set | 2021-04-02 | Mechanical | Preventive Maintenance
ABC 1 | ABC1-82244 | Weekly, Emergency Generator Set | 2021-03-19 | Mechanical | Preventive Maintenance
ABC 1 | ABC1-82314 | Weekly, Emergency Generator Set | 2021-03-26 | Mechanical | Preventive Maintenance
ABC 1 | ABC1-82925 | Weekly, Emergency Generator Set | 2021-04-30 | Mechanical | Preventive Maintenance
ABC 1 | ABC1-82728 | Weekly, Emergency Generator Set | 2021-04-16 | Mechanical | Preventive Maintenance
ABC 1 | ABC1-82819 | Weekly, Emergency Generator Set | 2021-04-23 | Mechanical | Preventive Maintenance
ABC 1 | ABC1-83192 | Monthly, Emergency Generator Set | 2021-05-28 | Mechanical | Preventive Maintenance
ABC 1 | ABC1-76550 | Weekly, Emergency Generator Set | 2020-07-03 | Mechanical | Preventive Maintenance
ABC 1 | ABC1-76690 | Monthly, Emergency Generator Set | 2020-07-28 | Mechanical | Preventive Maintenance
ABC 1 | ABC1-77008 | Weekly, Emergency Generator Set | 2020-07-31 | Mechanical | Preventive Maintenance
ABC 1 | ABC1-76931 | Weekly, Emergency Generator Set | 2020-07-24 | Mechanical | Preventive Maintenance
ABC 1 | ABC1-76845 | Weekly, Emergency Generator Set | 2020-07-17 | Mechanical | Preventive Maintenance
ABC 1 | ABC1-76752 | Weekly, Emergency Generator Set | 2020-07-10 | Mechanical | Preventive Maintenance
ABC 1 | ABC1-77991 | Monthly, Emergency Generator Set | 2020-09-28 | Mechanical | Preventive Maintenance
ABC 1 | ABC1-77794 | Weekly, Emergency Generator Set | 2020-09-04 | Mechanical | Preventive Maintenance
ABC 1 | ABC1-77664 | Weekly, Emergency Generator Set | 2020-08-28 | Mechanical | Preventive Maintenance
ABC 1 | ABC1-77285 | Monthly, Emergency Generator Set | 2020-08-28 | Mechanical | Preventive Maintenance
ABC 1 | ABC1-77358 | Weekly, Emergency Generator Set | 2020-08-07 | Mechanical | Preventive Maintenance
ABC 1 | ABC1-77538 | Weekly, Emergency Generator Set | 2020-08-21 | Mechanical | Preventive Maintenance
ABC 1 | ABC1-77442 | Weekly, Emergency Generator Set | 2020-08-14 | Mechanical | Preventive Maintenance
ABC 1 | ABC1-78779 | Monthly, Emergency Generator Set | 2020-10-28 | Mechanical | Preventive Maintenance
ABC 1 | ABC1-78381 | Weekly, Emergency Generator Set | 2020-09-18 | Mechanical | Preventive Maintenance
ABC 1 | ABC1-78294 | Weekly, Emergency Generator Set | 2020-09-11 | Electrical | Preventive Maintenance
ABC 1 | ABC1-78461 | Weekly, Emergency Generator Set | 2020-09-25 | Mechanical | Preventive Maintenance
ABC 1 | ABC1-78547 | Weekly, Emergency Generator Set | 2020-10-02 | Mechanical | Preventive Maintenance
ABC 1 | ABC1-79137 | Weekly, Emergency Generator Set | 2020-10-23 | Mechanical | Preventive Maintenance
ABC 1 | ABC1-79222 | Weekly, Emergency Generator Set | 2020-10-30 | Mechanical | Preventive Maintenance
ABC 1 | ABC1-79006 | Weekly, Emergency Generator Set | 2020-10-16 | Mechanical | Preventive Maintenance
ABC 1 | ABC1-78851 | Weekly, Emergency Generator Set | 2020-10-09 | Mechanical | Preventive Maintenance
ABC 1 | ABC1-79516 | Monthly, Emergency Generator Set | 2020-11-30 | Mechanical | Preventive Maintenance
ABC 1 | ABC1-79791 | Weekly, Emergency Generator Set | 2020-11-20 | Mechanical | Preventive Maintenance
ABC 1 | ABC1-79891 | Weekly, Emergency Generator Set | 2020-11-27 | Mechanical | Preventive Maintenance
ABC 1 | ABC1-79595 | Weekly, Emergency Generator Set | 2020-11-06 | Mechanical | Preventive Maintenance
ABC 1 | ABC1-79695 | Weekly, Emergency Generator Set | 2020-11-13 | Mechanical | Preventive Maintenance
ABC 1 | ABC1-80228 | Monthly, Emergency Generator Set | 2020-12-28 | Mechanical | Preventive Maintenance
ABC 1 | ABC1-79964 | Weekly, Emergency Generator Set | 2020-12-04 | Mechanical | Preventive Maintenance
ABC 1 | ABC1-82606 | Annual, Variable Frequency Drive | 2021-04-28 | Mechanical | Preventive Maintenance
ABC 1 | ABC1-82607 | Annual, Variable Frequency Drive | 2021-04-28 | Mechanical | Preventive Maintenance
ABC 1 | ABC1-82608 | Annual, Variable Frequency Drive | 2021-04-28 | Mechanical | Preventive Maintenance
ABC 1 | ABC1-82609 | Annual, Variable Frequency Drive | 2021-04-28 | Mechanical | Preventive Maintenance
ABC 1 | ABC1-82977 | Semi Annual, Boiler | 2021-05-03 | HVAC (Heating / Cooling) | Preventive Maintenance
ABC 1 | ABC1-79293 | Semi Annual, Boiler | 2020-11-02 | Plumbing | Preventive Maintenance
ABC 1 | ABC1-78718 | Annual, Boiler | 2020-10-28 | Plumbing | Preventive Maintenance
ABC 1 | ABC1-78695 | Quarterly, Exhaust Fan | 2020-10-28 | HVAC (Heating / Cooling) | Preventive Maintenance
ABC 1 | ABC1-78688 | Annual, Exhaust Fan | 2020-10-28 | HVAC (Heating / Cooling) | Preventive Maintenance
ABC 1 | ABC1-76621 | Quarterly, Exhaust Fan | 2020-07-28 | HVAC (Heating / Cooling) | Preventive Maintenance
ABC 1 | ABC1-82510 | Quarterly, Exhaust Fan | 2021-04-28 | HVAC (Heating / Cooling) | Preventive Maintenance
ABC 1 | ABC1-80681 | Quarterly, Exhaust Fan | 2021-01-28 | HVAC (Heating / Cooling) | Preventive Maintenance
ABC 1 | ABC1-80682 | Quarterly, Exhaust Fan | 2021-01-28 | HVAC (Heating / Cooling) | Preventive Maintenance
ABC 1 | ABC1-82511 | Quarterly, Exhaust Fan | 2021-04-28 | HVAC (Heating / Cooling) | Preventive Maintenance
ABC 1 | ABC1-76623 | Quarterly, Exhaust Fan | 2020-07-28 | HVAC (Heating / Cooling) | Preventive Maintenance
ABC 1 | ABC1-78689 | Annual, Exhaust Fan | 2020-10-28 | HVAC (Heating / Cooling) | Preventive Maintenance
ABC 1 | ABC1-78696 | Quarterly, Exhaust Fan | 2020-10-28 | HVAC (Heating / Cooling) | Preventive Maintenance
ABC 1 | ABC1-78697 | Quarterly, Exhaust Fan | 2020-10-28 | HVAC (Heating / Cooling) | Preventive Maintenance
ABC 1 | ABC1-76624 | Quarterly, Exhaust Fan | 2020-07-28 | HVAC (Heating / Cooling) | Preventive Maintenance
ABC 1 | ABC1-82512 | Quarterly, Exhaust Fan | 2021-04-28 | HVAC (Heating / Cooling) | Preventive Maintenance
ABC 1 | ABC1-80683 | Quarterly, Exhaust Fan | 2021-01-28 | HVAC (Heating / Cooling) | Preventive Maintenance
ABC 1 | ABC1-80696 | Annual, Fan Coil Unit | 2021-01-28 | HVAC (Heating / Cooling) | Preventive Maintenance
ABC 1 | ABC1-80684 | Quarterly, Exhaust Fan | 2021-01-28 | HVAC (Heating / Cooling) | Preventive Maintenance
ABC 1 | ABC1-82513 | Quarterly, Exhaust Fan | 2021-04-28 | HVAC (Heating / Cooling) | Preventive Maintenance
ABC 1 | ABC1-76625 | Quarterly, Exhaust Fan | 2020-07-28 | HVAC (Heating / Cooling) | Preventive Maintenance
ABC 1 | ABC1-78698 | Quarterly, Exhaust Fan | 2020-10-28 | HVAC (Heating / Cooling) | Preventive Maintenance
ABC 1 | ABC1-78690 | Annual, Exhaust Fan | 2020-10-28 | HVAC (Heating / Cooling) | Preventive Maintenance
ABC 1 | ABC1-78691 | Annual, Exhaust Fan | 2020-10-28 | HVAC (Heating / Cooling) | Preventive Maintenance
ABC 1 | ABC1-78699 | Quarterly, Exhaust Fan | 2020-10-28 | HVAC (Heating / Cooling) | Preventive Maintenance
ABC 1 | ABC1-76626 | Quarterly, Exhaust Fan | 2020-07-28 | HVAC (Heating / Cooling) | Preventive Maintenance
ABC 1 | ABC1-82514 | Quarterly, Exhaust Fan | 2021-04-28 | HVAC (Heating / Cooling) | Preventive Maintenance
ABC 1 | ABC1-80685 | Quarterly, Exhaust Fan | 2021-01-28 | HVAC (Heating / Cooling) | Preventive Maintenance
ABC 1 | ABC1-80686 | Quarterly, Exhaust Fan | 2021-01-28 | HVAC (Heating / Cooling) | Preventive Maintenance
ABC 1 | ABC1-82515 | Quarterly, Exhaust Fan | 2021-04-28 | HVAC (Heating / Cooling) | Preventive Maintenance
ABC 1 | ABC1-76627 | Quarterly, Exhaust Fan | 2020-07-28 | HVAC (Heating / Cooling) | Preventive Maintenance
ABC 1 | ABC1-78700 | Quarterly, Exhaust Fan | 2020-10-28 | HVAC (Heating / Cooling) | Preventive Maintenance
ABC 1 | ABC1-78692 | Annual, Exhaust Fan | 2020-10-28 | HVAC (Heating / Cooling) | Preventive Maintenance
ABC 1 | ABC1-78708 | Quarterly, Fan Coil Unit | 2020-10-28 | HVAC (Heating / Cooling) | Preventive Maintenance
ABC 1 | ABC1-76635 | Quarterly, Fan Coil Unit | 2020-07-28 | HVAC (Heating / Cooling) | Preventive Maintenance
ABC 1 | ABC1-82524 | Quarterly, Fan Coil Unit | 2021-04-28 | HVAC (Heating / Cooling) | Preventive Maintenance
ABC 1 | ABC1-80697 | Annual, Fan Coil Unit | 2021-01-28 | HVAC (Heating / Cooling) | Preventive Maintenance
ABC 1 | ABC1-80704 | Quarterly, Fan Coil Unit | 2021-01-28 | HVAC (Heating / Cooling) | Preventive Maintenance
ABC 1 | ABC1-80716 | Quarterly, Circulating Pump | 2021-01-28 | Mechanical | Preventive Maintenance
ABC 1 | ABC1-82535 | Quarterly, Circulating Pump | 2021-04-28 | Mechanical | Preventive Maintenance
ABC 1 | ABC1-76648 | Quarterly, Circulating Pump | 2020-07-28 | Mechanical | Preventive Maintenance
ABC 1 | ABC1-78732 | Quarterly, Circulating Pump | 2020-10-28 | Mechanical | Preventive Maintenance
ABC 1 | ABC1-78737 | Quarterly, Circulating Pump | 2020-10-28 | Mechanical | Preventive Maintenance
ABC 1 | ABC1-76649 | Quarterly, Circulating Pump | 2020-07-28 | Mechanical | Preventive Maintenance
ABC 1 | ABC1-82536 | Quarterly, Circulating Pump | 2021-04-28 | Mechanical | Preventive Maintenance
ABC 1 | ABC1-80717 | Quarterly, Circulating Pump | 2021-01-28 | Mechanical | Preventive Maintenance
ABC 1 | ABC1-80705 | Quarterly, Fan Coil Unit | 2021-01-28 | HVAC (Heating / Cooling) | Preventive Maintenance
ABC 1 | ABC1-80698 | Annual, Fan Coil Unit | 2021-01-28 | HVAC (Heating / Cooling) | Preventive Maintenance
ABC 1 | ABC1-82522 | Quarterly, Fan Coil Unit | 2021-04-28 | HVAC (Heating / Cooling) | Preventive Maintenance
ABC 1 | ABC1-76637 | Quarterly, Fan Coil Unit | 2020-07-28 | HVAC (Heating / Cooling) | Preventive Maintenance
ABC 1 | ABC1-78709 | Quarterly, Fan Coil Unit | 2020-10-28 | HVAC (Heating / Cooling) | Preventive Maintenance
ABC 1 | ABC1-78667 | Annual, Air Handler Unit | 2020-10-28 | HVAC (Heating / Cooling) | Preventive Maintenance
ABC 1 | ABC1-78670 | Quarterly, Air Handler Unit | 2020-10-28 | HVAC (Heating / Cooling) | Preventive Maintenance
ABC 1 | ABC1-76605 | Quarterly, Air Handler Unit | 2020-07-28 | HVAC (Heating / Cooling) | Preventive Maintenance
ABC 1 | ABC1-82491 | Quarterly, Air Handler Unit | 2021-04-28 | HVAC (Heating / Cooling) | Preventive Maintenance
ABC 1 | ABC1-80662 | Quarterly, Air Handler Unit | 2021-01-28 | HVAC (Heating / Cooling) | Preventive Maintenance
ABC 1 | ABC1-80663 | Quarterly, Air Handler Unit | 2021-01-28 | HVAC (Heating / Cooling) | Preventive Maintenance
ABC 1 | ABC1-82492 | Quarterly, Air Handler Unit | 2021-04-28 | HVAC (Heating / Cooling) | Preventive Maintenance
ABC 1 | ABC1-76606 | Quarterly, Air Handler Unit | 2020-07-28 | HVAC (Heating / Cooling) | Preventive Maintenance
ABC 1 | ABC1-78671 | Quarterly, Air Handler Unit | 2020-10-28 | HVAC (Heating / Cooling) | Preventive Maintenance
ABC 1 | ABC1-78668 | Annual, Air Handler Unit | 2020-10-28 | HVAC (Heating / Cooling) | Preventive Maintenance
Building 1 | BU1-79395 | Quarterly, Exhaust Fan | 2020-11-30 | HVAC (Heating / Cooling) | Preventive Maintenance
Building 1 | BU1-77159 | Quarterly, Exhaust Fan | 2020-08-28 | HVAC (Heating / Cooling) | Preventive Maintenance
Building 1 | BU1-83074 | Quarterly, Exhaust Fan | 2021-05-28 | HVAC (Heating / Cooling) | Preventive Maintenance
Building 1 | BU1-81235 | Quarterly, Exhaust Fan | 2021-03-01 | HVAC (Heating / Cooling) | Preventive Maintenance
Building 1 | BU1-81227 | Annual, Exhaust Fan | 2021-03-01 | HVAC (Heating / Cooling) | Preventive Maintenance
Building 1 | BU1-81228 | Annual, Exhaust Fan | 2021-03-01 | HVAC (Heating / Cooling) | Preventive Maintenance
Building 1 | BU1-81236 | Quarterly, Exhaust Fan | 2021-03-01 | HVAC (Heating / Cooling) | Preventive Maintenance
Building 1 | BU1-83075 | Quarterly, Exhaust Fan | 2021-05-28 | HVAC (Heating / Cooling) | Preventive Maintenance
Building 1 | BU1-77160 | Quarterly, Exhaust Fan | 2020-08-28 | HVAC (Heating / Cooling) | Preventive Maintenance
Building 1 | BU1-79396 | Quarterly, Exhaust Fan | 2020-11-30 | HVAC (Heating / Cooling) | Preventive Maintenance
Building 1 | BU1-79397 | Quarterly, Exhaust Fan | 2020-11-30 | HVAC (Heating / Cooling) | Preventive Maintenance
Building 1 | BU1-77161 | Quarterly, Exhaust Fan | 2020-08-28 | HVAC (Heating / Cooling) | Preventive Maintenance
Building 1 | BU1-83076 | Quarterly, Exhaust Fan | 2021-05-28 | HVAC (Heating / Cooling) | Preventive Maintenance
Building 1 | BU1-81229 | Annual, Exhaust Fan | 2021-03-01 | HVAC (Heating / Cooling) | Preventive Maintenance
Building 1 | BU1-81234 | Quarterly, Exhaust Fan | 2021-03-01 | HVAC (Heating / Cooling) | Preventive Maintenance
Building 1 | BU1-81354 | Annual, Heat Exchanger | 2021-03-01 | Plumbing | Preventive Maintenance
ABC 1 | ABC1-82610 | Annual, Variable Frequency Drive | 2021-04-28 | Mechanical | Preventive Maintenance
Building 1 | BU1-83045 | Quarterly, Air Handler Unit | 2021-05-28 | HVAC (Heating / Cooling) | Preventive Maintenance
Building 1 | BU1-83328 | Quarterly, Air Handler Unit | 2021-06-01 | HVAC (Heating / Cooling) | Preventive Maintenance
Building 1 | BU1-82112 | Quarterly, Air Handler Unit | 2021-04-01 | HVAC (Heating / Cooling) | Preventive Maintenance
Building 1 | BU1-81196 | Annual, Air Handler Unit | 2021-03-01 | HVAC (Heating / Cooling) | Preventive Maintenance
Building 1 | BU1-81197 | Quarterly, Air Handler Unit | 2021-03-01 | HVAC (Heating / Cooling) | Preventive Maintenance
Building 1 | BU1-80850 | Quarterly, Air Handler Unit | 2021-02-01 | HVAC (Heating / Cooling) | Preventive Maintenance
Building 1 | BU1-77135 | Quarterly, Air Handler Unit | 2020-08-28 | HVAC (Heating / Cooling) | Preventive Maintenance
Building 1 | BU1-77046 | Quarterly, Air Handler Unit | 2020-08-31 | HVAC (Heating / Cooling) | Preventive Maintenance
Building 1 | BU1-78264 | Quarterly, Air Handler Unit | 2020-10-01 | HVAC (Heating / Cooling) | Preventive Maintenance
Building 1 | BU1-79638 | Quarterly, Air Handler Unit | 2020-12-01 | HVAC (Heating / Cooling) | Preventive Maintenance
Building 1 | BU1-79366 | Quarterly, Air Handler Unit | 2020-11-30 | HVAC (Heating / Cooling) | Preventive Maintenance
ABC 1 | ABC1-82611 | Annual, Variable Frequency Drive | 2021-04-28 | Mechanical | Preventive Maintenance
Building 1 | BU1-81440 | Annual, Variable Frequency Drive | 2021-03-01 | Mechanical | Preventive Maintenance
ABC 1 | ABC1-82612 | Annual, Variable Frequency Drive | 2021-04-28 | Mechanical | Preventive Maintenance
ABC 1 | ABC1-82613 | Annual, Variable Frequency Drive | 2021-04-28 | Mechanical | Preventive Maintenance
ABC 1 | ABC1-82614 | Annual, Variable Frequency Drive | 2021-04-28 | Mechanical | Preventive Maintenance
ABC 1 | ABC1-82615 | Annual, Variable Frequency Drive | 2021-04-28 | Mechanical | Preventive Maintenance
ABC 1 | ABC1-82525 | Quarterly, Fan Coil Unit | 2021-04-28 | HVAC (Heating / Cooling) | Preventive Maintenance
ABC 1 | ABC1-80706 | Quarterly, Fan Coil Unit | 2021-01-28 | HVAC (Heating / Cooling) | Preventive Maintenance
ABC 1 | ABC1-80693 | Annual, Fan Coil Unit | 2021-01-28 | HVAC (Heating / Cooling) | Preventive Maintenance
ABC 1 | ABC1-78710 | Quarterly, Fan Coil Unit | 2020-10-28 | HVAC (Heating / Cooling) | Preventive Maintenance
ABC 1 | ABC1-76638 | Quarterly, Fan Coil Unit | 2020-07-28 | HVAC (Heating / Cooling) | Preventive Maintenance
Building 1 | BU1-79522 | Semi-Annual, Water Heater, Electric | 2020-11-30 | Plumbing | Preventive Maintenance
Building 1 | BU1-83198 | Semi-Annual, Water Heater, Electric | 2021-05-28 | Plumbing | Preventive Maintenance
Building 1 | BU1-83111 | Quarterly, Fan Coil Unit | 2021-05-28 | HVAC (Heating / Cooling) | Preventive Maintenance
Building 1 | BU1-81278 | Quarterly, Fan Coil Unit | 2021-03-01 | HVAC (Heating / Cooling) | Preventive Maintenance
Building 1 | BU1-79432 | Quarterly, Fan Coil Unit | 2020-11-30 | HVAC (Heating / Cooling) | Preventive Maintenance
Building 1 | BU1-77196 | Annual, Fan Coil Unit | 2020-08-28 | HVAC (Heating / Cooling) | Preventive Maintenance
Building 1 | BU1-77208 | Quarterly, Fan Coil Unit | 2020-08-28 | HVAC (Heating / Cooling) | Preventive Maintenance
ABC 1 | ABC1-76639 | Quarterly, Fan Coil Unit | 2020-07-28 | HVAC (Heating / Cooling) | Preventive Maintenance
ABC 1 | ABC1-78711 | Quarterly, Fan Coil Unit | 2020-10-28 | HVAC (Heating / Cooling) | Preventive Maintenance
ABC 1 | ABC1-80707 | Quarterly, Fan Coil Unit | 2021-01-28 | HVAC (Heating / Cooling) | Preventive Maintenance
ABC 1 | ABC1-80699 | Annual, Fan Coil Unit | 2021-01-28 | HVAC (Heating / Cooling) | Preventive Maintenance
ABC 1 | ABC1-82526 | Quarterly, Fan Coil Unit | 2021-04-28 | HVAC (Heating / Cooling) | Preventive Maintenance
Building 1 | BU1-83112 | Quarterly, Fan Coil Unit | 2021-05-28 | HVAC (Heating / Cooling) | Preventive Maintenance
Building 1 | BU1-81279 | Quarterly, Fan Coil Unit | 2021-03-01 | HVAC (Heating / Cooling) | Preventive Maintenance
Building 1 | BU1-79433 | Quarterly, Fan Coil Unit | 2020-11-30 | HVAC (Heating / Cooling) | Preventive Maintenance
Building 1 | BU1-77209 | Quarterly, Fan Coil Unit | 2020-08-28 | HVAC (Heating / Cooling) | Preventive Maintenance
Building 1 | BU1-77197 | Annual, Fan Coil Unit | 2020-08-28 | HVAC (Heating / Cooling) | Preventive Maintenance
ABC 1 | ABC1-76640 | Quarterly, Fan Coil Unit | 2020-07-28 | HVAC (Heating / Cooling) | Preventive Maintenance
ABC 1 | ABC1-78712 | Quarterly, Fan Coil Unit | 2020-10-28 | HVAC (Heating / Cooling) | Preventive Maintenance
ABC 1 | ABC1-80700 | Annual, Fan Coil Unit | 2021-01-28 | HVAC (Heating / Cooling) | Preventive Maintenance
ABC 1 | ABC1-80708 | Quarterly, Fan Coil Unit | 2021-01-28 | HVAC (Heating / Cooling) | Preventive Maintenance
ABC 1 | ABC1-82527 | Quarterly, Fan Coil Unit | 2021-04-28 | HVAC (Heating / Cooling) | Preventive Maintenance
ABC 1 | ABC1-82528 | Quarterly, Fan Coil Unit | 2021-04-28 | HVAC (Heating / Cooling) | Preventive Maintenance
ABC 1 | ABC1-80709 | Quarterly, Fan Coil Unit | 2021-01-28 | HVAC (Heating / Cooling) | Preventive Maintenance
ABC 1 | ABC1-80701 | Annual, Fan Coil Unit | 2021-01-28 | HVAC (Heating / Cooling) | Preventive Maintenance
ABC 1 | ABC1-78713 | Quarterly, Fan Coil Unit | 2020-10-28 | HVAC (Heating / Cooling) | Preventive Maintenance
ABC 1 | ABC1-76641 | Quarterly, Fan Coil Unit | 2020-07-28 | HVAC (Heating / Cooling) | Preventive Maintenance
ABC 1 | ABC1-76642 | Quarterly, Fan Coil Unit | 2020-07-28 | HVAC (Heating / Cooling) | Preventive Maintenance
ABC 1 | ABC1-78714 | Quarterly, Fan Coil Unit | 2020-10-28 | HVAC (Heating / Cooling) | Preventive Maintenance
ABC 1 | ABC1-80702 | Annual, Fan Coil Unit | 2021-01-28 | HVAC (Heating / Cooling) | Preventive Maintenance
ABC 1 | ABC1-80710 | Quarterly, Fan Coil Unit | 2021-01-28 | HVAC (Heating / Cooling) | Preventive Maintenance
ABC 1 | ABC1-82529 | Quarterly, Fan Coil Unit | 2021-04-28 | HVAC (Heating / Cooling) | Preventive Maintenance
Building 1 | BU1-83113 | Quarterly, Fan Coil Unit | 2021-05-28 | HVAC (Heating / Cooling) | Preventive Maintenance
Building 1 | BU1-81280 | Quarterly, Fan Coil Unit | 2021-03-01 | HVAC (Heating / Cooling) | Preventive Maintenance
Building 1 | BU1-79434 | Quarterly, Fan Coil Unit | 2020-11-30 | HVAC (Heating / Cooling) | Preventive Maintenance
Building 1 | BU1-77198 | Annual, Fan Coil Unit | 2020-08-28 | HVAC (Heating / Cooling) | Preventive Maintenance
Building 1 | BU1-77210 | Quarterly, Fan Coil Unit | 2020-08-28 | HVAC (Heating / Cooling) | Preventive Maintenance
ABC 1 | ABC1-76701 | Semi-Annual, Door, Roll-Up | 2020-07-28 | Door Overrides | Preventive Maintenance
ABC 1 | ABC1-80773 | Semi-Annual, Door, Roll-Up | 2021-01-28 | Door Overrides | Preventive Maintenance
ABC 1 | ABC1-80774 | Semi-Annual, Door, Roll-Up | 2021-01-28 | Door Overrides | Preventive Maintenance
ABC 1 | ABC1-76702 | Semi-Annual, Door, Roll-Up | 2020-07-28 | Door Overrides | Preventive Maintenance
Building 1 | BU1-77191 | Quarterly, Sump Pump | 2020-08-28 | Mechanical | Preventive Maintenance
Building 1 | BU1-79426 | Quarterly, Sump Pump | 2020-11-30 | Mechanical | Preventive Maintenance
Building 1 | BU1-81273 | Quarterly, Sump Pump | 2021-03-01 | Mechanical | Preventive Maintenance
Building 1 | BU1-83105 | Quarterly, Sump Pump | 2021-05-28 | Mechanical | Preventive Maintenance
Building 1 | BU1-83062 | Quarterly, Chilled Water Pump | 2021-05-28 | Mechanical | Preventive Maintenance
Building 1 | BU1-81214 | Quarterly, Chilled Water Pump | 2021-03-01 | Mechanical | Preventive Maintenance
Building 1 | BU1-79383 | Quarterly, Chilled Water Pump | 2020-11-30 | Mechanical | Preventive Maintenance
Building 1 | BU1-77151 | Quarterly, Chilled Water Pump | 2020-08-28 | Mechanical | Preventive Maintenance
Building 1 | BU1-77152 | Quarterly, Chilled Water Pump | 2020-08-28 | Mechanical | Preventive Maintenance
Building 1 | BU1-79384 | Quarterly, Chilled Water Pump | 2020-11-30 | Mechanical | Preventive Maintenance
Building 1 | BU1-81215 | Quarterly, Chilled Water Pump | 2021-03-01 | Mechanical | Preventive Maintenance
Building 1 | BU1-83063 | Quarterly, Chilled Water Pump | 2021-05-28 | Mechanical | Preventive Maintenance
Building 1 | BU1-81271 | Annual, Sewage Ejector Pump | 2021-03-01 | Mechanical | Preventive Maintenance
Building 1 | BU1-83995 | Annual, Back Flow Preventer | 2021-07-01 | Plumbing | Preventive Maintenance
Building 1 | BU1-76238 | Annual, Back Flow Preventer | 2020-07-31 | Plumbing | Preventive Maintenance
Building 1 | BU1-77158 | Quarterly, Evaporator Section | 2020-08-28 | HVAC (Heating / Cooling) | Preventive Maintenance
Building 1 | BU1-77300 | Quarterly, Condensing Unit | 2020-08-28 | HVAC (Heating / Cooling) | Preventive Maintenance
Building 1 | BU1-79389 | Quarterly, Evaporator Section | 2020-11-30 | HVAC (Heating / Cooling) | Preventive Maintenance
Building 1 | BU1-79528 | Quarterly, Condensing Unit | 2020-11-30 | HVAC (Heating / Cooling) | Preventive Maintenance
Building 1 | BU1-83272 | Quarterly, Condensing Unit | 2021-05-28 | HVAC (Heating / Cooling) | Preventive Maintenance
Building 1 | BU1-83273 | Quarterly, Evaporator Section | 2021-05-28 | HVAC (Heating / Cooling) | Preventive Maintenance
Building 1 | BU1-83069 | Quarterly, Evaporator Section | 2021-05-28 | HVAC (Heating / Cooling) | Preventive Maintenance
Building 1 | BU1-83204 | Quarterly, Condensing Unit | 2021-05-28 | HVAC (Heating / Cooling) | Preventive Maintenance
Building 1 | BU1-81388 | Quarterly, Condensing Unit | 2021-03-01 | HVAC (Heating / Cooling) | Preventive Maintenance
Building 1 | BU1-81221 | Quarterly, Evaporator Section | 2021-03-01 | HVAC (Heating / Cooling) | Preventive Maintenance
Building 1 | BU1-81281 | Quarterly, Fan Coil Unit | 2021-03-01 | HVAC (Heating / Cooling) | Preventive Maintenance
Building 1 | BU1-83114 | Quarterly, Fan Coil Unit | 2021-05-28 | HVAC (Heating / Cooling) | Preventive Maintenance
Building 1 | BU1-79435 | Quarterly, Fan Coil Unit | 2020-11-30 | HVAC (Heating / Cooling) | Preventive Maintenance
Building 1 | BU1-77199 | Annual, Fan Coil Unit | 2020-08-28 | HVAC (Heating / Cooling) | Preventive Maintenance
Building 1 | BU1-77211 | Quarterly, Fan Coil Unit | 2020-08-28 | HVAC (Heating / Cooling) | Preventive Maintenance
Building 1 | BU1-77212 | Quarterly, Fan Coil Unit | 2020-08-28 | HVAC (Heating / Cooling) | Preventive Maintenance
Building 1 | BU1-77200 | Annual, Fan Coil Unit | 2020-08-28 | HVAC (Heating / Cooling) | Preventive Maintenance
Building 1 | BU1-79436 | Quarterly, Fan Coil Unit | 2020-11-30 | HVAC (Heating / Cooling) | Preventive Maintenance
Building 1 | BU1-83115 | Quarterly, Fan Coil Unit | 2021-05-28 | HVAC (Heating / Cooling) | Preventive Maintenance
Building 1 | BU1-81282 | Quarterly, Fan Coil Unit | 2021-03-01 | HVAC (Heating / Cooling) | Preventive Maintenance
Building 2 | BU2-81195 | Annual, Air Handler Unit | 2021-03-01 | HVAC (Heating / Cooling) | Preventive Maintenance
Building 2 | BU2-82113 | Quarterly, Air Handler Unit | 2021-04-01 | HVAC (Heating / Cooling) | Preventive Maintenance
Building 2 | BU2-81198 | Quarterly, Air Handler Unit | 2021-03-01 | HVAC (Heating / Cooling) | Preventive Maintenance
Building 2 | BU2-80851 | Quarterly, Air Handler Unit | 2021-02-01 | HVAC (Heating / Cooling) | Preventive Maintenance
Building 2 | BU2-83046 | Quarterly, Air Handler Unit | 2021-05-28 | HVAC (Heating / Cooling) | Preventive Maintenance
Building 2 | BU2-83329 | Quarterly, Air Handler Unit | 2021-06-01 | HVAC (Heating / Cooling) | Preventive Maintenance
Building 2 | BU2-79639 | Quarterly, Air Handler Unit | 2020-12-01 | HVAC (Heating / Cooling) | Preventive Maintenance
Building 2 | BU2-79367 | Quarterly, Air Handler Unit | 2020-11-30 | HVAC (Heating / Cooling) | Preventive Maintenance
Building 2 | BU2-77136 | Quarterly, Air Handler Unit | 2020-08-28 | HVAC (Heating / Cooling) | Preventive Maintenance
Building 2 | BU2-77047 | Quarterly, Air Handler Unit | 2020-08-31 | HVAC (Heating / Cooling) | Preventive Maintenance
Building 2 | BU2-78265 | Quarterly, Air Handler Unit | 2020-10-01 | HVAC (Heating / Cooling) | Preventive Maintenance
ABC 1 | ABC1-78050 | Annual, Phoenix Valve | 2020-09-28 | Preventive Maintenance | Preventive Maintenance
Building 2 | BU2-77192 | Quarterly, Sump Pump | 2020-08-28 | Mechanical | Preventive Maintenance
Building 2 | BU2-79427 | Quarterly, Sump Pump | 2020-11-30 | Mechanical | Preventive Maintenance
Building 2 | BU2-83106 | Quarterly, Sump Pump | 2021-05-28 | Mechanical | Preventive Maintenance
Building 2 | BU2-81274 | Quarterly, Sump Pump | 2021-03-01 | Mechanical | Preventive Maintenance
ABC 1 | ABC1-78051 | Annual, Phoenix Valve | 2020-09-28 | Preventive Maintenance | Preventive Maintenance
ABC 1 | ABC1-78052 | Annual, Phoenix Valve | 2020-09-28 | Preventive Maintenance | Preventive Maintenance
ABC 1 | ABC1-78057 | Annual, Phoenix Valve | 2020-09-28 | HVAC (Heating / Cooling) | Preventive Maintenance
Building 2 | BU2-77201 | Annual, Fan Coil Unit | 2020-08-28 | HVAC (Heating / Cooling) | Preventive Maintenance
Building 2 | BU2-77213 | Quarterly, Fan Coil Unit | 2020-08-28 | HVAC (Heating / Cooling) | Preventive Maintenance
Building 2 | BU2-79437 | Quarterly, Fan Coil Unit | 2020-11-30 | HVAC (Heating / Cooling) | Preventive Maintenance
Building 2 | BU2-81283 | Quarterly, Fan Coil Unit | 2021-03-01 | HVAC (Heating / Cooling) | Preventive Maintenance
Building 2 | BU2-83116 | Quarterly, Fan Coil Unit | 2021-05-28 | HVAC (Heating / Cooling) | Preventive Maintenance
ABC 1 | ABC1-78070 | Annual, Phoenix Valve | 2020-09-28 | Preventive Maintenance | Preventive Maintenance
ABC 1 | ABC1-78071 | Annual, Phoenix Valve | 2020-09-28 | Preventive Maintenance | Preventive Maintenance
ABC 1 | ABC1-78072 | Annual, Phoenix Valve | 2020-09-28 | Preventive Maintenance | Preventive Maintenance
ABC 1 | ABC1-78073 | Annual, Phoenix Valve | 2020-09-28 | Preventive Maintenance | Preventive Maintenance
ABC 1 | ABC1-78074 | Annual, Phoenix Valve | 2020-09-28 | Preventive Maintenance | Preventive Maintenance
ABC 1 | ABC1-78075 | Annual, Phoenix Valve | 2020-09-28 | Preventive Maintenance | Preventive Maintenance
ABC 1 | ABC1-78076 | Annual, Phoenix Valve | 2020-09-28 | Preventive Maintenance | Preventive Maintenance
ABC 1 | ABC1-78077 | Annual, Phoenix Valve | 2020-09-28 | Preventive Maintenance | Preventive Maintenance
ABC 1 | ABC1-78078 | Annual, Phoenix Valve | 2020-09-28 | Preventive Maintenance | Preventive Maintenance
ABC 1 | ABC1-78079 | Annual, Phoenix Valve | 2020-09-28 | Preventive Maintenance | Preventive Maintenance
ABC 1 | ABC1-78080 | Annual, Phoenix Valve | 2020-09-28 | Preventive Maintenance | Preventive Maintenance
ABC 1 | ABC1-78081 | Annual, Phoenix Valve | 2020-09-28 | Preventive Maintenance | Preventive Maintenance
ABC 1 | ABC1-78082 | Annual, Phoenix Valve | 2020-09-28 | Preventive Maintenance | Preventive Maintenance
ABC 1 | ABC1-78083 | Annual, Phoenix Valve | 2020-09-28 | Preventive Maintenance | Preventive Maintenance
ABC 1 | ABC1-78084 | Annual, Phoenix Valve | 2020-09-28 | Preventive Maintenance | Preventive Maintenance
ABC 1 | ABC1-78085 | Annual, Phoenix Valve | 2020-09-28 | Preventive Maintenance | Preventive Maintenance
ABC 1 | ABC1-78086 | Annual, Phoenix Valve | 2020-09-28 | Preventive Maintenance | Preventive Maintenance
ABC 1 | ABC1-78087 | Annual, Phoenix Valve | 2020-09-28 | Preventive Maintenance | Preventive Maintenance
ABC 1 | ABC1-78088 | Annual, Phoenix Valve | 2020-09-28 | Preventive Maintenance | Preventive Maintenance
ABC 1 | ABC1-78089 | Annual, Phoenix Valve | 2020-09-28 | Preventive Maintenance | Preventive Maintenance
ABC 1 | ABC1-78090 | Annual, Phoenix Valve | 2020-09-28 | Preventive Maintenance | Preventive Maintenance
ABC 1 | ABC1-78091 | Annual, Phoenix Valve | 2020-09-28 | Preventive Maintenance | Preventive Maintenance
ABC 1 | ABC1-78092 | Annual, Phoenix Valve | 2020-09-28 | Preventive Maintenance | Preventive Maintenance
ABC 1 | ABC1-78093 | Annual, Phoenix Valve | 2020-09-28 | Preventive Maintenance | Preventive Maintenance
ABC 1 | ABC1-78094 | Annual, Phoenix Valve | 2020-09-28 | Preventive Maintenance | Preventive Maintenance
ABC 1 | ABC1-78095 | Annual, Phoenix Valve | 2020-09-28 | Preventive Maintenance | Preventive Maintenance
Building 2 | BU2-77284 | Quarterly, Roof Top Unit | 2020-08-28 | HVAC (Heating / Cooling) | Preventive Maintenance
Building 2 | BU2-79515 | Quarterly, Roof Top Unit | 2020-11-30 | HVAC (Heating / Cooling) | Preventive Maintenance
Building 2 | BU2-83191 | Quarterly, Roof Top Unit | 2021-05-28 | HVAC (Heating / Cooling) | Preventive Maintenance
Building 2 | BU2-81356 | Quarterly, Roof Top Unit | 2021-03-01 | HVAC (Heating / Cooling) | Preventive Maintenance
Building 2 | BU2-81230 | Annual, Exhaust Fan | 2021-03-01 | HVAC (Heating / Cooling) | Preventive Maintenance
Building 2 | BU2-81237 | Quarterly, Exhaust Fan | 2021-03-01 | HVAC (Heating / Cooling) | Preventive Maintenance
Building 2 | BU2-83077 | Quarterly, Exhaust Fan | 2021-05-28 | HVAC (Heating / Cooling) | Preventive Maintenance
Building 2 | BU2-79398 | Quarterly, Exhaust Fan | 2020-11-30 | HVAC (Heating / Cooling) | Preventive Maintenance
Building 2 | BU2-77162 | Quarterly, Exhaust Fan | 2020-08-28 | HVAC (Heating / Cooling) | Preventive Maintenance
Building 2 | BU2-77989 | Annual, Lighting Control Panel | 2020-09-28 | Electrical | Preventive Maintenance
Building 2 | BU2-83104 | Annual, Sewage Ejector Pump | 2021-05-28 | Mechanical | Preventive Maintenance
ABC 1 | ABC1-82493 | Quarterly, Air Handler Unit | 2021-04-28 | HVAC (Heating / Cooling) | Preventive Maintenance
ABC 1 | ABC1-80659 | Annual, Air Handler Unit | 2021-01-28 | HVAC (Heating / Cooling) | Preventive Maintenance
ABC 1 | ABC1-80660 | Quarterly, Air Handler Unit | 2021-01-28 | HVAC (Heating / Cooling) | Preventive Maintenance
ABC 1 | ABC1-76603 | Quarterly, Air Handler Unit | 2020-07-28 | HVAC (Heating / Cooling) | Preventive Maintenance
ABC 1 | ABC1-78672 | Quarterly, Air Handler Unit | 2020-10-28 | HVAC (Heating / Cooling) | Preventive Maintenance
Building 2 | BU2-76314 | Monthly, Fire Protection System | 2020-07-01 | Fire Systems | Preventive Maintenance
Building 2 | BU2-80314 | Monthly, Fire Protection System | 2021-01-01 | Fire Systems | Preventive Maintenance
Building 2 | BU2-84072 | Monthly, Fire Protection System | 2021-07-01 | Fire Systems | Preventive Maintenance
Building 2 | BU2-81441 | Annual, Variable Frequency Drive | 2021-03-01 | Mechanical | Preventive Maintenance
ABC 1 | ABC1-81351 | Monthly, Hot Water Heater Tempering | 2021-03-01 | Plumbing | Preventive Maintenance
ABC 1 | ABC1-81949 | Monthly, Hot Water Heater Tempering | 2021-03-29 | Plumbing | Preventive Maintenance
ABC 1 | ABC1-80742 | Monthly, Hot Water Heater Tempering | 2021-01-28 | Plumbing | Preventive Maintenance
ABC 1 | ABC1-83905 | Monthly, Hot Water Heater Tempering | 2021-06-28 | Plumbing | Preventive Maintenance
ABC 1 | ABC1-82552 | Monthly, Hot Water Heater Tempering | 2021-04-28 | Plumbing | Preventive Maintenance
ABC 1 | ABC1-82578 | Semi-Annual, Water Heater, Electric | 2021-04-28 | Plumbing | Preventive Maintenance
ABC 1 | ABC1-83187 | Monthly, Hot Water Heater Tempering | 2021-05-28 | Plumbing | Preventive Maintenance
ABC 1 | ABC1-76673 | Monthly, Hot Water Heater Tempering | 2020-07-28 | Plumbing | Preventive Maintenance
ABC 1 | ABC1-77282 | Monthly, Hot Water Heater Tempering | 2020-08-28 | Plumbing | Preventive Maintenance
ABC 1 | ABC1-77978 | Monthly, Hot Water Heater Tempering | 2020-09-28 | Plumbing | Preventive Maintenance
ABC 1 | ABC1-78754 | Monthly, Hot Water Heater Tempering | 2020-10-28 | Plumbing | Preventive Maintenance
ABC 1 | ABC1-78784 | Semi-Annual, Water Heater, Electric | 2020-10-28 | Plumbing | Preventive Maintenance
ABC 1 | ABC1-79510 | Monthly, Hot Water Heater Tempering | 2020-11-30 | Plumbing | Preventive Maintenance
ABC 1 | ABC1-80213 | Monthly, Hot Water Heater Tempering | 2020-12-28 | Plumbing | Preventive Maintenance
ABC 1 | ABC1-78664 | Quarterly, Air/Dirt Seperator | 2020-10-28 | HVAC (Heating / Cooling) | Preventive Maintenance
ABC 1 | ABC1-76601 | Quarterly, Air/Dirt Seperator | 2020-07-28 | HVAC (Heating / Cooling) | Preventive Maintenance
ABC 1 | ABC1-82487 | Quarterly, Air/Dirt Seperator | 2021-04-28 | HVAC (Heating / Cooling) | Preventive Maintenance
ABC 1 | ABC1-80655 | Quarterly, Air/Dirt Seperator | 2021-01-28 | HVAC (Heating / Cooling) | Preventive Maintenance
ABC 1 | ABC1-76674 | Annual, Regulating Valve | 2020-07-28 | Plumbing | Preventive Maintenance
Building 3 | BU3-77202 | Annual, Fan Coil Unit | 2020-08-28 | HVAC (Heating / Cooling) | Preventive Maintenance
Building 3 | BU3-77214 | Quarterly, Fan Coil Unit | 2020-08-28 | HVAC (Heating / Cooling) | Preventive Maintenance
Building 3 | BU3-79438 | Quarterly, Fan Coil Unit | 2020-11-30 | HVAC (Heating / Cooling) | Preventive Maintenance
Building 3 | BU3-81284 | Quarterly, Fan Coil Unit | 2021-03-01 | HVAC (Heating / Cooling) | Preventive Maintenance
Building 3 | BU3-83117 | Quarterly, Fan Coil Unit | 2021-05-28 | HVAC (Heating / Cooling) | Preventive Maintenance
Building 3 | BU3-83078 | Quarterly, Exhaust Fan | 2021-05-28 | HVAC (Heating / Cooling) | Preventive Maintenance
Building 3 | BU3-81231 | Annual, Exhaust Fan | 2021-03-01 | HVAC (Heating / Cooling) | Preventive Maintenance
Building 3 | BU3-81238 | Quarterly, Exhaust Fan | 2021-03-01 | HVAC (Heating / Cooling) | Preventive Maintenance
Building 3 | BU3-79399 | Quarterly, Exhaust Fan | 2020-11-30 | HVAC (Heating / Cooling) | Preventive Maintenance
Building 3 | BU3-77163 | Quarterly, Exhaust Fan | 2020-08-28 | HVAC (Heating / Cooling) | Preventive Maintenance
Building 3 | BU3-77164 | Quarterly, Exhaust Fan | 2020-08-28 | HVAC (Heating / Cooling) | Preventive Maintenance
Building 3 | BU3-79400 | Quarterly, Exhaust Fan | 2020-11-30 | HVAC (Heating / Cooling) | Preventive Maintenance
Building 3 | BU3-81239 | Quarterly, Exhaust Fan | 2021-03-01 | HVAC (Heating / Cooling) | Preventive Maintenance
Building 3 | BU3-81232 | Annual, Exhaust Fan | 2021-03-01 | HVAC (Heating / Cooling) | Preventive Maintenance
Building 3 | BU3-83079 | Quarterly, Exhaust Fan | 2021-05-28 | HVAC (Heating / Cooling) | Preventive Maintenance
Building 3 | BU3-83080 | Quarterly, Exhaust Fan | 2021-05-28 | HVAC (Heating / Cooling) | Preventive Maintenance
Building 3 | BU3-81226 | Annual, Exhaust Fan | 2021-03-01 | HVAC (Heating / Cooling) | Preventive Maintenance
Building 3 | BU3-81240 | Quarterly, Exhaust Fan | 2021-03-01 | HVAC (Heating / Cooling) | Preventive Maintenance
Building 3 | BU3-79401 | Quarterly, Exhaust Fan | 2020-11-30 | HVAC (Heating / Cooling) | Preventive Maintenance
Building 3 | BU3-77165 | Quarterly, Exhaust Fan | 2020-08-28 | HVAC (Heating / Cooling) | Preventive Maintenance
Building 3 | BU3-77166 | Quarterly, Exhaust Fan | 2020-08-28 | HVAC (Heating / Cooling) | Preventive Maintenance
Building 3 | BU3-79402 | Quarterly, Exhaust Fan | 2020-11-30 | HVAC (Heating / Cooling) | Preventive Maintenance
Building 3 | BU3-81241 | Quarterly, Exhaust Fan | 2021-03-01 | HVAC (Heating / Cooling) | Preventive Maintenance
Building 3 | BU3-81233 | Annual, Exhaust Fan | 2021-03-01 | HVAC (Heating / Cooling) | Preventive Maintenance
Building 3 | BU3-83081 | Quarterly, Exhaust Fan | 2021-05-28 | HVAC (Heating / Cooling) | Preventive Maintenance
Building 3 | BU3-84074 | Monthly, Fire Protection System | 2021-07-01 | Fire Systems | Preventive Maintenance
Building 3 | BU3-80315 | Monthly, Fire Protection System | 2021-01-01 | Fire Systems | Preventive Maintenance
Building 3 | BU3-76315 | Monthly, Fire Protection System | 2020-07-01 | Fire Systems | Preventive Maintenance
Building 4 | BU4-76677 | Quarterly, Roof Top Unit | 2020-07-28 | HVAC (Heating / Cooling) | Preventive Maintenance
Building 4 | BU4-78762 | Quarterly, Roof Top Unit | 2020-10-28 | HVAC (Heating / Cooling) | Preventive Maintenance
Building 4 | BU4-80978 | Annual, Roof Top Unit | 2021-01-18 | HVAC (Heating / Cooling) | Preventive Maintenance
Building 4 | BU4-80749 | Quarterly, Roof Top Unit | 2021-01-28 | HVAC (Heating / Cooling) | Preventive Maintenance
Building 4 | BU4-82558 | Quarterly, Roof Top Unit | 2021-04-28 | HVAC (Heating / Cooling) | Preventive Maintenance
Building 4 | BU4-82559 | Quarterly, Roof Top Unit | 2021-04-28 | HVAC (Heating / Cooling) | Preventive Maintenance
Building 4 | BU4-80750 | Quarterly, Roof Top Unit | 2021-01-28 | HVAC (Heating / Cooling) | Preventive Maintenance
Building 4 | BU4-80979 | Annual, Roof Top Unit | 2021-01-18 | HVAC (Heating / Cooling) | Preventive Maintenance
Building 4 | BU4-78763 | Quarterly, Roof Top Unit | 2020-10-28 | HVAC (Heating / Cooling) | Preventive Maintenance
Building 4 | BU4-76678 | Quarterly, Roof Top Unit | 2020-07-28 | HVAC (Heating / Cooling) | Preventive Maintenance
Building 4 | BU4-76679 | Quarterly, Roof Top Unit | 2020-07-28 | HVAC (Heating / Cooling) | Preventive Maintenance
Building 4 | BU4-78764 | Quarterly, Roof Top Unit | 2020-10-28 | HVAC (Heating / Cooling) | Preventive Maintenance
Building 4 | BU4-80980 | Annual, Roof Top Unit | 2021-01-18 | HVAC (Heating / Cooling) | Preventive Maintenance
Building 4 | BU4-80751 | Quarterly, Roof Top Unit | 2021-01-28 | HVAC (Heating / Cooling) | Preventive Maintenance
Building 4 | BU4-82560 | Quarterly, Roof Top Unit | 2021-04-28 | HVAC (Heating / Cooling) | Preventive Maintenance
Building 4 | BU4-82561 | Quarterly, Roof Top Unit | 2021-04-28 | HVAC (Heating / Cooling) | Preventive Maintenance
Building 4 | BU4-80752 | Quarterly, Roof Top Unit | 2021-01-28 | HVAC (Heating / Cooling) | Preventive Maintenance
Building 4 | BU4-80981 | Annual, Roof Top Unit | 2021-01-18 | HVAC (Heating / Cooling) | Preventive Maintenance
Building 4 | BU4-78765 | Quarterly, Roof Top Unit | 2020-10-28 | HVAC (Heating / Cooling) | Preventive Maintenance
Building 4 | BU4-76680 | Quarterly, Roof Top Unit | 2020-07-28 | HVAC (Heating / Cooling) | Preventive Maintenance
Building 4 | BU4-76628 | Quarterly, Exhaust Fan | 2020-07-28 | HVAC (Heating / Cooling) | Preventive Maintenance
Building 4 | BU4-77396 | Annual, Exhaust Fan | 2020-09-01 | HVAC (Heating / Cooling) | Preventive Maintenance
Building 4 | BU4-78693 | Quarterly, Exhaust Fan | 2020-10-28 | HVAC (Heating / Cooling) | Preventive Maintenance
Building 4 | BU4-80687 | Quarterly, Exhaust Fan | 2021-01-28 | HVAC (Heating / Cooling) | Preventive Maintenance
Building 4 | BU4-82508 | Quarterly, Exhaust Fan | 2021-04-28 | HVAC (Heating / Cooling) | Preventive Maintenance
Building 4 | BU4-82562 | Quarterly, Roof Top Unit | 2021-04-28 | HVAC (Heating / Cooling) | Preventive Maintenance
Building 4 | BU4-80982 | Annual, Roof Top Unit | 2021-01-18 | HVAC (Heating / Cooling) | Preventive Maintenance
Building 4 | BU4-80753 | Quarterly, Roof Top Unit | 2021-01-28 | HVAC (Heating / Cooling) | Preventive Maintenance
Building 4 | BU4-78761 | Quarterly, Roof Top Unit | 2020-10-28 | HVAC (Heating / Cooling) | Preventive Maintenance
Building 4 | BU4-76681 | Quarterly, Roof Top Unit | 2020-07-28 | HVAC (Heating / Cooling) | Preventive Maintenance
Building 4 | BU4-76682 | Quarterly, Roof Top Unit | 2020-07-28 | HVAC (Heating / Cooling) | Preventive Maintenance
Building 4 | BU4-78766 | Quarterly, Roof Top Unit | 2020-10-28 | HVAC (Heating / Cooling) | Preventive Maintenance
Building 4 | BU4-80754 | Quarterly, Roof Top Unit | 2021-01-28 | HVAC (Heating / Cooling) | Preventive Maintenance
Building 4 | BU4-80983 | Annual, Roof Top Unit | 2021-01-18 | HVAC (Heating / Cooling) | Preventive Maintenance
Building 4 | BU4-82563 | Quarterly, Roof Top Unit | 2021-04-28 | HVAC (Heating / Cooling) | Preventive Maintenance
Building 4 | BU4-82564 | Quarterly, Roof Top Unit | 2021-04-28 | HVAC (Heating / Cooling) | Preventive Maintenance
Building 4 | BU4-80984 | Annual, Roof Top Unit | 2021-01-18 | HVAC (Heating / Cooling) | Preventive Maintenance
Building 4 | BU4-80755 | Quarterly, Roof Top Unit | 2021-01-28 | HVAC (Heating / Cooling) | Preventive Maintenance
Building 4 | BU4-78767 | Quarterly, Roof Top Unit | 2020-10-28 | HVAC (Heating / Cooling) | Preventive Maintenance
Building 4 | BU4-76683 | Quarterly, Roof Top Unit | 2020-07-28 | HVAC (Heating / Cooling) | Preventive Maintenance
Building 4 | BU4-76684 | Quarterly, Roof Top Unit | 2020-07-28 | HVAC (Heating / Cooling) | Preventive Maintenance
Building 4 | BU4-78768 | Quarterly, Roof Top Unit | 2020-10-28 | HVAC (Heating / Cooling) | Preventive Maintenance
Building 4 | BU4-80756 | Quarterly, Roof Top Unit | 2021-01-28 | HVAC (Heating / Cooling) | Preventive Maintenance
Building 4 | BU4-80985 | Annual, Roof Top Unit | 2021-01-18 | HVAC (Heating / Cooling) | Preventive Maintenance
Building 4 | BU4-82565 | Quarterly, Roof Top Unit | 2021-04-28 | HVAC (Heating / Cooling) | Preventive Maintenance
Building 4 | BU4-82566 | Quarterly, Roof Top Unit | 2021-04-28 | HVAC (Heating / Cooling) | Preventive Maintenance
Building 4 | BU4-80986 | Annual, Roof Top Unit | 2021-01-18 | HVAC (Heating / Cooling) | Preventive Maintenance
Building 4 | BU4-80757 | Quarterly, Roof Top Unit | 2021-01-28 | HVAC (Heating / Cooling) | Preventive Maintenance
Building 4 | BU4-78769 | Quarterly, Roof Top Unit | 2020-10-28 | HVAC (Heating / Cooling) | Preventive Maintenance
Building 4 | BU4-76685 | Quarterly, Roof Top Unit | 2020-07-28 | HVAC (Heating / Cooling) | Preventive Maintenance
Building 4 | BU4-76686 | Quarterly, Roof Top Unit | 2020-07-28 | HVAC (Heating / Cooling) | Preventive Maintenance
Building 4 | BU4-78770 | Quarterly, Roof Top Unit | 2020-10-28 | HVAC (Heating / Cooling) | Preventive Maintenance
Building 4 | BU4-80758 | Quarterly, Roof Top Unit | 2021-01-28 | HVAC (Heating / Cooling) | Preventive Maintenance
Building 4 | BU4-80987 | Annual, Roof Top Unit | 2021-01-18 | HVAC (Heating / Cooling) | Preventive Maintenance
Building 4 | BU4-82567 | Quarterly, Roof Top Unit | 2021-04-28 | HVAC (Heating / Cooling) | Preventive Maintenance
Building 4 | BU4-82568 | Quarterly, Roof Top Unit | 2021-04-28 | HVAC (Heating / Cooling) | Preventive Maintenance
Building 4 | BU4-80988 | Annual, Roof Top Unit | 2021-01-18 | HVAC (Heating / Cooling) | Preventive Maintenance
Building 4 | BU4-80759 | Quarterly, Roof Top Unit | 2021-01-28 | HVAC (Heating / Cooling) | Preventive Maintenance
Building 4 | BU4-78771 | Quarterly, Roof Top Unit | 2020-10-28 | HVAC (Heating / Cooling) | Preventive Maintenance
Building 4 | BU4-76687 | Quarterly, Roof Top Unit | 2020-07-28 | HVAC (Heating / Cooling) | Preventive Maintenance
Building 4 | BU4-76688 | Quarterly, Roof Top Unit | 2020-07-28 | HVAC (Heating / Cooling) | Preventive Maintenance
Building 4 | BU4-78772 | Quarterly, Roof Top Unit | 2020-10-28 | HVAC (Heating / Cooling) | Preventive Maintenance
Building 4 | BU4-80760 | Quarterly, Roof Top Unit | 2021-01-28 | HVAC (Heating / Cooling) | Preventive Maintenance
Building 4 | BU4-80989 | Annual, Roof Top Unit | 2021-01-18 | HVAC (Heating / Cooling) | Preventive Maintenance
Building 4 | BU4-82569 | Quarterly, Roof Top Unit | 2021-04-28 | HVAC (Heating / Cooling) | Preventive Maintenance
Building 4 | BU4-80815 | Annual, Drinking Fountain | 2021-02-01 | Plumbing | Preventive Maintenance
Building 4 | BU4-80816 | Annual, Drinking Fountain | 2021-02-01 | Plumbing | Preventive Maintenance
Building 3 | BU3-80844 | Annual, Air Handler Unit | 2021-02-01 | HVAC (Heating / Cooling) | Preventive Maintenance
Building 3 | BU3-80849 | Quarterly, Air Handler Unit | 2021-02-01 | HVAC (Heating / Cooling) | Preventive Maintenance
Building 3 | BU3-81199 | Quarterly, Air Handler Unit | 2021-03-01 | HVAC (Heating / Cooling) | Preventive Maintenance
Building 3 | BU3-82114 | Quarterly, Air Handler Unit | 2021-04-01 | HVAC (Heating / Cooling) | Preventive Maintenance
Building 3 | BU3-83047 | Quarterly, Air Handler Unit | 2021-05-28 | HVAC (Heating / Cooling) | Preventive Maintenance
Building 3 | BU3-83330 | Quarterly, Air Handler Unit | 2021-06-01 | HVAC (Heating / Cooling) | Preventive Maintenance
Building 3 | BU3-79368 | Quarterly, Air Handler Unit | 2020-11-30 | HVAC (Heating / Cooling) | Preventive Maintenance
Building 3 | BU3-79640 | Quarterly, Air Handler Unit | 2020-12-01 | HVAC (Heating / Cooling) | Preventive Maintenance
Building 3 | BU3-77137 | Quarterly, Air Handler Unit | 2020-08-28 | HVAC (Heating / Cooling) | Preventive Maintenance
Building 3 | BU3-77048 | Quarterly, Air Handler Unit | 2020-08-31 | HVAC (Heating / Cooling) | Preventive Maintenance
Building 3 | BU3-78266 | Quarterly, Air Handler Unit | 2020-10-01 | HVAC (Heating / Cooling) | Preventive Maintenance
Building 3 | BU3-81442 | Annual, Variable Frequency Drive | 2021-03-01 | Mechanical | Preventive Maintenance
Building 3 | BU3-81275 | Quarterly, Sump Pump | 2021-03-01 | Mechanical | Preventive Maintenance
Building 3 | BU3-83107 | Quarterly, Sump Pump | 2021-05-28 | Mechanical | Preventive Maintenance
Building 3 | BU3-77193 | Quarterly, Sump Pump | 2020-08-28 | Mechanical | Preventive Maintenance
Building 3 | BU3-79428 | Quarterly, Sump Pump | 2020-11-30 | Mechanical | Preventive Maintenance
Building 3 | BU3-79439 | Quarterly, Fan Coil Unit | 2020-11-30 | HVAC (Heating / Cooling) | Preventive Maintenance
Building 3 | BU3-77203 | Annual, Fan Coil Unit | 2020-08-28 | HVAC (Heating / Cooling) | Preventive Maintenance
Building 3 | BU3-77215 | Quarterly, Fan Coil Unit | 2020-08-28 | HVAC (Heating / Cooling) | Preventive Maintenance
Building 3 | BU3-83118 | Quarterly, Fan Coil Unit | 2021-05-28 | HVAC (Heating / Cooling) | Preventive Maintenance
Building 3 | BU3-81285 | Quarterly, Fan Coil Unit | 2021-03-01 | HVAC (Heating / Cooling) | Preventive Maintenance
Building 3 | BU3-81286 | Quarterly, Fan Coil Unit | 2021-03-01 | HVAC (Heating / Cooling) | Preventive Maintenance
Building 3 | BU3-83119 | Quarterly, Fan Coil Unit | 2021-05-28 | HVAC (Heating / Cooling) | Preventive Maintenance
Building 3 | BU3-77216 | Quarterly, Fan Coil Unit | 2020-08-28 | HVAC (Heating / Cooling) | Preventive Maintenance
Building 3 | BU3-77204 | Annual, Fan Coil Unit | 2020-08-28 | HVAC (Heating / Cooling) | Preventive Maintenance
Building 3 | BU3-79440 | Quarterly, Fan Coil Unit | 2020-11-30 | HVAC (Heating / Cooling) | Preventive Maintenance
Building 3 | BU3-79441 | Quarterly, Fan Coil Unit | 2020-11-30 | HVAC (Heating / Cooling) | Preventive Maintenance
Building 3 | BU3-77205 | Annual, Fan Coil Unit | 2020-08-28 | HVAC (Heating / Cooling) | Preventive Maintenance
Building 3 | BU3-77217 | Quarterly, Fan Coil Unit | 2020-08-28 | HVAC (Heating / Cooling) | Preventive Maintenance
Building 3 | BU3-83120 | Quarterly, Fan Coil Unit | 2021-05-28 | HVAC (Heating / Cooling) | Preventive Maintenance
Building 3 | BU3-81287 | Quarterly, Fan Coil Unit | 2021-03-01 | HVAC (Heating / Cooling) | Preventive Maintenance
ABC 1 | ABC1-78007 | Annual, Phoenix Valve | 2020-09-28 | HVAC (Heating / Cooling) | Preventive Maintenance
ABC 1 | ABC1-76675 | Annual, Regulating Valve | 2020-07-28 | Plumbing | Preventive Maintenance
Building 3 | BU3-77218 | Quarterly, Fan Coil Unit | 2020-08-28 | HVAC (Heating / Cooling) | Preventive Maintenance
Building 3 | BU3-77206 | Annual, Fan Coil Unit | 2020-08-28 | HVAC (Heating / Cooling) | Preventive Maintenance
Building 3 | BU3-79442 | Quarterly, Fan Coil Unit | 2020-11-30 | HVAC (Heating / Cooling) | Preventive Maintenance
Building 3 | BU3-81288 | Quarterly, Fan Coil Unit | 2021-03-01 | HVAC (Heating / Cooling) | Preventive Maintenance
Building 3 | BU3-83121 | Quarterly, Fan Coil Unit | 2021-05-28 | HVAC (Heating / Cooling) | Preventive Maintenance
ABC 1 | ABC1-82488 | Quarterly, Air/Dirt Seperator | 2021-04-28 | HVAC (Heating / Cooling) | Preventive Maintenance
ABC 1 | ABC1-80656 | Quarterly, Air/Dirt Seperator | 2021-01-28 | HVAC (Heating / Cooling) | Preventive Maintenance
ABC 1 | ABC1-78665 | Quarterly, Air/Dirt Seperator | 2020-10-28 | HVAC (Heating / Cooling) | Preventive Maintenance
ABC 1 | ABC1-76600 | Quarterly, Air/Dirt Seperator | 2020-07-28 | HVAC (Heating / Cooling) | Preventive Maintenance
Building 1 | BU1-77271 | Quarterly, Expansion Tank | 2020-08-28 | Mechanical | Preventive Maintenance
Building 1 | BU1-79495 | Quarterly, Expansion Tank | 2020-11-30 | Mechanical | Preventive Maintenance
Building 1 | BU1-81342 | Quarterly, Expansion Tank | 2021-03-01 | Mechanical | Preventive Maintenance
Building 1 | BU1-83175 | Quarterly, Expansion Tankv | 2021-05-28 | Mechanical | Preventive Maintenance
Building 1 | BU1-83040 | Quarterly, Air/Dirt Seperator | 2021-05-28 | HVAC (Heating / Cooling) | Preventive Maintenance
Building 1 | BU1-81190 | Quarterly, Air/Dirt Seperator | 2021-03-01 | HVAC (Heating / Cooling) | Preventive Maintenance
Building 1 | BU1-79361 | Quarterly, Air/Dirt Seperator | 2020-11-30 | HVAC (Heating / Cooling) | Preventive Maintenance
Building 1 | BU1-77130 | Quarterly, Air/Dirt Seperator | 2020-08-28 | HVAC (Heating / Cooling) | Preventive Maintenance
Building 1 | BU1-77267 | Quarterly, Circulating Pump | 2020-08-28 | Mechanical | Preventive Maintenance
Building 1 | BU1-79491 | Quarterly, Circulating Pump | 2020-11-30 | Mechanical | Preventive Maintenance
Building 1 | BU1-81336 | Quarterly, Circulating Pump | 2021-03-01 | Mechanical | Preventive Maintenance
Building 1 | BU1-83170 | Quarterly, Circulating Pump | 2021-05-28 | Mechanical | Preventive Maintenance
ABC 1 | ABC1-82489 | Quarterly, Air/Dirt Seperator | 2021-04-28 | HVAC (Heating / Cooling) | Preventive Maintenance
ABC 1 | ABC1-80657 | Quarterly, Air/Dirt Seperator | 2021-01-28 | HVAC (Heating / Cooling) | Preventive Maintenance
ABC 1 | ABC1-78666 | Quarterly, Air/Dirt Seperator | 2020-10-28 | HVAC (Heating / Cooling) | Preventive Maintenance
ABC 1 | ABC1-76602 | Quarterly, Air/Dirt Seperator | 2020-07-28 | HVAC (Heating / Cooling) | Preventive Maintenance
HSEB | HSEB-76593 | Monthly, HSEB Housekeeping Storage A22 | 2020-07-28 | Preventive Maintenance | Preventive Maintenance
HSEB | HSEB-76716 | Monthly, Emergency Eye Wash Station - HSEB | 2020-07-28 | Plumbing | Preventive Maintenance
HSEB | HSEB-76727 | Weekly, HSEB1 PM | 2020-07-10 | Miscellaneous | Preventive Maintenance
HSEB | HSEB-76730 | Weekly, Compost Tumbler | 2020-07-10 | Preventive Maintenance | Preventive Maintenance
HSEB | HSEB-76512 | Weekly, HSEB1 PM | 2020-07-03 | Miscellaneous | Preventive Maintenance
HSEB | HSEB-76516 | Weekly, Compost Tumbler | 2020-07-03 | Preventive Maintenance | Preventive Maintenance
HSEB | HSEB-76310 | Annual, Fire Protection System | 2020-07-01 | Fire Systems | Preventive Maintenance
HSEB | HSEB-76537 | Fire Extinguisher | 2020-07-01 | Fire Systems | Preventive Maintenance
HSEB | HSEB-76529 | Quarterly Fire Sprinkler Valve | 2020-07-01 | Fire Systems | Preventive Maintenance
HSEB | HSEB-77101 | Weekly, Compost Tumbler | 2020-08-07 | Preventive Maintenance | Preventive Maintenance
HSEB | HSEB-77117 | Monthly, HSEB Housekeeping Storage A22 | 2020-08-28 | Preventive Maintenance | Preventive Maintenance
HSEB | HSEB-77084 | Weekly, HSEB1 PM | 2020-08-07 | Miscellaneous | Preventive Maintenance
HSEB | HSEB-77065 | Fire Extinguisher | 2020-08-03 | Fire Systems | Preventive Maintenance
HSEB | HSEB-76978 | Weekly, HSEB1 PM | 2020-07-31 | Miscellaneous | Preventive Maintenance
HSEB | HSEB-76986 | Weekly, Compost Tumbler | 2020-07-31 | Preventive Maintenance | Preventive Maintenance
HSEB | HSEB-76899 | Weekly, HSEB1 PM | 2020-07-24 | Miscellaneous | Preventive Maintenance
HSEB | HSEB-76912 | Weekly, Compost Tumbler | 2020-07-24 | Preventive Maintenance | Preventive Maintenance
HSEB | HSEB-76812 | Weekly, HSEB1 PM | 2020-07-17 | Miscellaneous | Preventive Maintenance
HSEB | HSEB-76823 | Weekly, Compost Tumbler | 2020-07-17 | Preventive Maintenance | Preventive Maintenance
HSEB | HSEB-78216 | Monthly, Emergency Eye Wash Station - HSEB | 2020-09-28 | Plumbing | Preventive Maintenance
HSEB | HSEB-78249 | Weekly, HSEB1 PM | 2020-09-11 | Miscellaneous | Preventive Maintenance
HSEB | HSEB-78262 | Weekly, Compost Tumbler | 2020-09-11 | Preventive Maintenance | Preventive Maintenance
HSEB | HSEB-77837 | Monthly, HSEB Housekeeping Storage A22 | 2020-09-28 | Preventive Maintenance | Preventive Maintenance
HSEB | HSEB-77411 | Weekly, HSEB1 PM | 2020-08-14 | Miscellaneous | Preventive Maintenance
HSEB | HSEB-77425 | Weekly, Compost Tumbler | 2020-08-14 | Preventive Maintenance | Preventive Maintenance
HSEB | HSEB-77502 | Weekly, HSEB1 PM | 2020-08-21 | Miscellaneous | Preventive Maintenance
HSEB | HSEB-77510 | Weekly, Compost Tumbler | 2020-08-21 | Preventive Maintenance | Preventive Maintenance
HSEB | HSEB-77309 | Monthly, Emergency Eye Wash Station - HSEB | 2020-08-28 | Plumbing | Preventive Maintenance
HSEB | HSEB-77622 | Weekly, HSEB1 PM | 2020-08-28 | Miscellaneous | Preventive Maintenance
HSEB | HSEB-77637 | Weekly, Compost Tumbler | 2020-08-28 | Preventive Maintenance | Preventive Maintenance
HSEB | HSEB-77761 | Fire Extinguisher | 2020-09-01 | Fire Systems | Preventive Maintenance
HSEB | HSEB-77721 | Weekly, HSEB1 PM | 2020-09-04 | Miscellaneous | Preventive Maintenance
HSEB | HSEB-77739 | Weekly, Compost Tumbler | 2020-09-04 | Preventive Maintenance | Preventive Maintenance
HSEB | HSEB-77766 | Annual Fire Extinguisher | 2020-09-01 | Fire Systems | Preventive Maintenance
HSEB | HSEB-78648 | Monthly, HSEB Housekeeping Storage A22 | 2020-10-28 | Preventive Maintenance | Preventive Maintenance
HSEB | HSEB-78807 | Weekly, HSEB1 PM | 2020-10-09 | Miscellaneous | Preventive Maintenance
HSEB | HSEB-78800 | Monthly, Emergency Eye Wash Station - HSEB | 2020-10-28 | Plumbing | Preventive Maintenance
HSEB | HSEB-78513 | Weekly, HSEB1 PM | 2020-10-02 | Miscellaneous | Preventive Maintenance
HSEB | HSEB-78526 | Weekly, Compost Tumbler | 2020-10-02 | Preventive Maintenance | Preventive Maintenance
HSEB | HSEB-78576 | Fire Extinguisher | 2020-10-01 | Fire Systems | Preventive Maintenance
HSEB | HSEB-78568 | Quarterly Fire Sprinkler Valve | 2020-10-01 | Fire Systems | Preventive Maintenance
HSEB | HSEB-78339 | Weekly, HSEB1 PM | 2020-09-18 | Miscellaneous | Preventive Maintenance
HSEB | HSEB-78355 | Weekly, Compost Tumbler | 2020-09-18 | Preventive Maintenance | Preventive Maintenance
HSEB | HSEB-78426 | Weekly, HSEB1 PM | 2020-09-25 | Miscellaneous | Preventive Maintenance
HSEB | HSEB-78437 | Weekly, Compost Tumbler | 2020-09-25 | Preventive Maintenance | Preventive Maintenance
HSEB | HSEB-79355 | Monthly, HSEB Housekeeping Storage A22 | 2020-11-30 | Preventive Maintenance | Preventive Maintenance
HSEB | HSEB-79300 | Fire Extinguisher | 2020-11-02 | Fire Systems | Preventive Maintenance
HSEB | HSEB-79318 | Weekly, Compost Tumbler | 2020-11-06 | Preventive Maintenance | Preventive Maintenance
HSEB | HSEB-79189 | Weekly, HSEB1 PM | 2020-10-30 | Miscellaneous | Preventive Maintenance
HSEB | HSEB-79200 | Weekly, Compost Tumbler | 2020-10-30 | Preventive Maintenance | Preventive Maintenance
HSEB | HSEB-79278 | Weekly, HSEB1 PM | 2020-11-06 | Miscellaneous | Preventive Maintenance
HSEB | HSEB-79114 | Weekly, Compost Tumbler | 2020-10-23 | Preventive Maintenance | Preventive Maintenance
HSEB | HSEB-79051 | Weekly, HSEB1 PM | 2020-10-23 | Miscellaneous | Preventive Maintenance
HSEB | HSEB-78826 | Weekly, Compost Tumbler | 2020-10-09 | Preventive Maintenance | Preventive Maintenance
HSEB | HSEB-78952 | Weekly, HSEB1 PM | 2020-10-16 | Miscellaneous | Preventive Maintenance
HSEB | HSEB-78979 | Weekly, Compost Tumbler | 2020-10-16 | Preventive Maintenance | Preventive Maintenance
HSEB | HSEB-79541 | Monthly, Emergency Eye Wash Station - HSEB | 2020-11-30 | Plumbing | Preventive Maintenance
HSEB | HSEB-79657 | Weekly, HSEB1 PM | 2020-11-13 | Miscellaneous | Preventive Maintenance
HSEB | HSEB-79671 | Weekly, Compost Tumbler | 2020-11-13 | Preventive Maintenance | Preventive Maintenance
HSEB | HSEB-79853 | Weekly, HSEB1 PM | 2020-11-27 | Miscellaneous | Preventive Maintenance
HSEB | HSEB-79868 | Weekly, Compost Tumbler | 2020-11-27 | Preventive Maintenance | Preventive Maintenance
HSEB | HSEB-79746 | Weekly, HSEB1 PM | 2020-11-20 | Miscellaneous | Preventive Maintenance
HSEB | HSEB-79758 | Weekly, Compost Tumbler | 2020-11-20 | Preventive Maintenance | Preventive Maintenance
HSEB | HSEB-79938 | Weekly, HSEB1 PM | 2020-12-04 | Miscellaneous | Preventive Maintenance
HSEB | HSEB-79939 | Weekly, Compost Tumbler | 2020-12-04 | Preventive Maintenance | Preventive Maintenance
HSEB | HSEB-79948 | Fire Extinguisher | 2020-12-01 | Fire Systems | Preventive Maintenance
HSEB | HSEB-80014 | Monthly, HSEB Housekeeping Storage A22 | 2020-12-28 | Preventive Maintenance | Preventive Maintenance
HSEB | HSEB-80639 | Weekly, HSEB1 PM | 2021-01-08 | Miscellaneous | Preventive Maintenance
HSEB | HSEB-80654 | Monthly, HSEB Housekeeping Storage A22 | 2021-01-28 | Preventive Maintenance | Preventive Maintenance
HSEB | HSEB-80625 | Fire Extinguisher | 2021-01-01 | Fire Systems | Preventive Maintenance
HSEB | HSEB-80617 | Quarterly Fire Sprinkler Valve | 2021-01-01 | Fire Systems | Preventive Maintenance
HSEB | HSEB-80251 | Monthly, Emergency Eye Wash Station - HSEB | 2020-12-28 | Plumbing | Preventive Maintenance
HSEB | HSEB-80412 | Weekly, HSEB1 PM | 2020-12-18 | Miscellaneous | Preventive Maintenance
HSEB | HSEB-80421 | Weekly, Compost Tumbler | 2020-12-18 | Preventive Maintenance | Preventive Maintenance
HSEB | HSEB-80296 | Weekly, HSEB1 PM | 2020-12-11 | Miscellaneous | Preventive Maintenance
HSEB | HSEB-80305 | Weekly, Compost Tumbler | 2020-12-11 | Preventive Maintenance | Preventive Maintenance
HSEB | HSEB-80497 | Weekly, HSEB1 PM | 2020-12-25 | Miscellaneous | Preventive Maintenance
HSEB | HSEB-80509 | Weekly, Compost Tumbler | 2020-12-25 | Preventive Maintenance | Preventive Maintenance
HSEB | HSEB-80572 | Weekly, HSEB1 PM | 2021-01-01 | Miscellaneous | Preventive Maintenance
HSEB | HSEB-80573 | Weekly, Compost Tumbler | 2021-01-01 | Preventive Maintenance | Preventive Maintenance
HSEB | HSEB-81132 | Weekly, HSEB1 PM | 2021-02-05 | Miscellaneous | Preventive Maintenance
HSEB | HSEB-81016 | Weekly, Compost Tumbler | 2021-01-22 | Preventive Maintenance | Preventive Maintenance
HSEB | HSEB-81064 | Weekly, HSEB1 PM | 2021-01-29 | Miscellaneous | Preventive Maintenance
HSEB | HSEB-81077 | Weekly, Compost Tumbler | 2021-01-29 | Preventive Maintenance | Preventive Maintenance
HSEB | HSEB-81164 | Fire Extinguisher | 2021-02-01 | Fire Systems | Preventive Maintenance
HSEB | HSEB-81154 | Weekly, Compost Tumbler | 2021-02-05 | Preventive Maintenance | Preventive Maintenance
HSEB | HSEB-80900 | Weekly, HSEB1 PM | 2021-01-15 | Miscellaneous | Preventive Maintenance
HSEB | HSEB-80914 | Weekly, Compost Tumbler | 2021-01-15 | Preventive Maintenance | Preventive Maintenance
HSEB | HSEB-81004 | Weekly, HSEB1 PM | 2021-01-22 | Miscellaneous | Preventive Maintenance
HSEB | HSEB-80788 | Monthly, Emergency Eye Wash Station - HSEB | 2021-01-28 | Plumbing | Preventive Maintenance
HSEB | HSEB-80789 | Weekly, Compost Tumbler | 2021-01-08 | Preventive Maintenance | Preventive Maintenance
HSEB | HSEB-81188 | Monthly, HSEB Housekeeping Storage A22 | 2021-03-01 | Preventive Maintenance | Preventive Maintenance
HSEB | HSEB-81405 | Monthly, Emergency Eye Wash Station - HSEB | 2021-03-01 | Plumbing | Preventive Maintenance
HSEB | HSEB-81492 | Weekly, HSEB1 PM | 2021-02-12 | Miscellaneous | Preventive Maintenance
HSEB | HSEB-81504 | Weekly, Compost Tumbler | 2021-02-12 | Preventive Maintenance | Preventive Maintenance
HSEB | HSEB-81564 | Weekly, HSEB1 PM | 2021-02-19 | Miscellaneous | Preventive Maintenance
HSEB | HSEB-81574 | Weekly, Compost Tumbler | 2021-02-19 | Preventive Maintenance | Preventive Maintenance
HSEB | HSEB-81648 | Weekly, HSEB1 PM | 2021-02-26 | Miscellaneous | Preventive Maintenance
HSEB | HSEB-81663 | Weekly, Compost Tumbler | 2021-02-26 | Preventive Maintenance | Preventive Maintenance
HSEB | HSEB-81732 | Weekly, HSEB1 PM | 2021-03-05 | Miscellaneous | Preventive Maintenance
HSEB | HSEB-81758 | Fire Extinguisher | 2021-03-01 | Fire Systems | Preventive Maintenance
HSEB | HSEB-81751 | Weekly, Compost Tumbler | 2021-03-05 | Preventive Maintenance | Preventive Maintenance
HSEB | HSEB-82096 | Weekly, HSEB1 PM | 2021-03-12 | Miscellaneous | Preventive Maintenance
HSEB | HSEB-82110 | Weekly, Compost Tumbler | 2021-03-12 | Preventive Maintenance | Preventive Maintenance
HSEB | HSEB-81994 | Monthly, Emergency Eye Wash Station - HSEB | 2021-03-29 | Plumbing | Preventive Maintenance
HSEB | HSEB-81809 | Monthly, HSEB Housekeeping Storage A22 | 2021-03-29 | Preventive Maintenance | Preventive Maintenance
HSEB | HSEB-82476 | Monthly, HSEB Housekeeping Storage A22 | 2021-04-28 | Preventive Maintenance | Preventive Maintenance
HSEB | HSEB-82594 | Monthly, Emergency Eye Wash Station - HSEB | 2021-04-28 | Plumbing | Preventive Maintenance
HSEB | HSEB-82616 | Weekly, HSEB1 PM | 2021-04-09 | Miscellaneous | Preventive Maintenance
HSEB | HSEB-82627 | Weekly, Compost Tumbler | 2021-04-09 | Preventive Maintenance | Preventive Maintenance
HSEB | HSEB-82703 | Weekly, HSEB1 PM | 2021-04-16 | Miscellaneous | Preventive Maintenance
HSEB | HSEB-82713 | Weekly, Compost Tumbler | 2021-04-16 | Preventive Maintenance | Preventive Maintenance
HSEB | HSEB-82432 | Fire Extinguisher | 2021-04-01 | Fire Systems | Preventive Maintenance
HSEB | HSEB-82424 | Quarterly Fire Sprinkler Valve | 2021-04-01 | Fire Systems | Preventive Maintenance
HSEB | HSEB-82372 | Weekly, HSEB1 PM | 2021-04-02 | Miscellaneous | Preventive Maintenance
HSEB | HSEB-82384 | Weekly, Compost Tumbler | 2021-04-02 | Preventive Maintenance | Preventive Maintenance
HSEB | HSEB-82209 | Weekly, HSEB1 PM | 2021-03-19 | Miscellaneous | Preventive Maintenance
HSEB | HSEB-82219 | Weekly, Compost Tumbler | 2021-03-19 | Preventive Maintenance | Preventive Maintenance
HSEB | HSEB-82288 | Weekly, HSEB1 PM | 2021-03-26 | Miscellaneous | Preventive Maintenance
HSEB | HSEB-82295 | Weekly, Compost Tumbler | 2021-03-26 | Preventive Maintenance | Preventive Maintenance
HSEB | HSEB-83031 | Monthly, HSEB Housekeeping Storage A22 | 2021-05-28 | Preventive Maintenance | Preventive Maintenance
HSEB | HSEB-82984 | Fire Extinguisher | 2021-05-03 | Fire Systems | Preventive Maintenance
HSEB | HSEB-83015 | Weekly, Compost Tumbler | 2021-05-07 | Preventive Maintenance | Preventive Maintenance
HSEB | HSEB-82996 | Weekly, HSEB1 PM | 2021-05-07 | Miscellaneous | Preventive Maintenance
HSEB | HSEB-82885 | Weekly, HSEB1 PM | 2021-04-30 | Miscellaneous | Preventive Maintenance
HSEB | HSEB-82896 | Weekly, Compost Tumbler | 2021-04-30 | Preventive Maintenance | Preventive Maintenance
HSEB | HSEB-82774 | Weekly, HSEB1 PM | 2021-04-23 | Miscellaneous | Preventive Maintenance
HSEB | HSEB-82798 | Weekly, Compost Tumbler | 2021-04-23 | Preventive Maintenance | Preventive Maintenance
HSEB | HSEB-83354 | Weekly, HSEB1 PM | 2021-05-14 | Miscellaneous | Preventive Maintenance
HSEB | HSEB-83366 | Weekly, Compost Tumbler | 2021-05-14 | Preventive Maintenance | Preventive Maintenance
HSEB | HSEB-83217 | Monthly, Emergency Eye Wash Station - HSEB | 2021-05-28 | Plumbing | Preventive Maintenance
HSEB | HSEB-83459 | Weekly, HSEB1 PM | 2021-05-21 | Miscellaneous | Preventive Maintenance
HSEB | HSEB-83476 | Weekly, Compost Tumbler | 2021-05-21 | Preventive Maintenance | Preventive Maintenance
HSEB | HSEB-83564 | Weekly, HSEB1 PM | 2021-05-28 | Miscellaneous | Preventive Maintenance
HSEB | HSEB-83576 | Weekly, Compost Tumbler | 2021-05-28 | Preventive Maintenance | Preventive Maintenance
HSEB | HSEB-83670 | Weekly, HSEB1 PM | 2021-06-04 | Miscellaneous | Preventive Maintenance
HSEB | HSEB-83690 | Weekly, Compost Tumbler | 2021-06-04 | Preventive Maintenance | Preventive Maintenance
HSEB | HSEB-83710 | Fire Extinguisher | 2021-06-01 | Fire Systems | Preventive Maintenance
HSEB | HSEB-84086 | Weekly, Compost Tumbler | 2021-06-11 | Preventive Maintenance | Preventive Maintenance
HSEB | HSEB-83973 | Weekly, HSEB1 PM | 2021-06-11 | Miscellaneous | Preventive Maintenance
HSEB | HSEB-84070 | Annual, Fire Protection System | 2021-07-01 | Fire Systems | Preventive Maintenance
HSEB | HSEB-83935 | Monthly, Emergency Eye Wash Station - HSEB | 2021-06-28 | Plumbing | Preventive Maintenance
HSEB | HSEB-84270 | Weekly, HSEB1 PM | 2021-06-25 | Miscellaneous | Preventive Maintenance
HSEB | HSEB-84284 | Weekly, Compost Tumbler | 2021-06-25 | Preventive Maintenance | Preventive Maintenance
HSEB | HSEB-84170 | Weekly, HSEB1 PM | 2021-06-18 | Miscellaneous | Preventive Maintenance
HSEB | HSEB-84181 | Weekly, Compost Tumbler | 2021-06-18 | Preventive Maintenance | Preventive Maintenance
HSEB | HSEB-84431 | Quarterly Fire Sprinkler Valve | 2021-07-01 | Fire Systems | Preventive Maintenance
HSEB | HSEB-83781 | Monthly, HSEB Housekeeping Storage A22 | 2021-06-28 | Preventive Maintenance | Preventive Maintenance
HSEB | HSEB-84439 | Fire Extinguisher | 2021-07-01 | Fire Systems | Preventive Maintenance
HSEB | HSEB-84298 | Weekly, Mechanical Rooms | 2021-06-25 | Miscellaneous | Preventive Maintenance
HSEB | HSEB-84197 | Weekly, Mechanical Rooms | 2021-06-18 | Miscellaneous | Preventive Maintenance
HSEB | HSEB-84104 | Weekly, Mechanical Rooms | 2021-06-11 | Miscellaneous | Preventive Maintenance
HSEB | HSEB-83735 | Weekly, Mechanical Rooms | 2021-06-04 | Miscellaneous | Preventive Maintenance
HSEB | HSEB-83598 | Weekly, Mechanical Rooms | 2021-05-28 | Miscellaneous | Preventive Maintenance
HSEB | HSEB-83385 | Weekly, Mechanical Rooms | 2021-05-14 | Miscellaneous | Preventive Maintenance
HSEB | HSEB-83490 | Weekly, Mechanical Rooms | 2021-05-21 | Miscellaneous | Preventive Maintenance
HSEB | HSEB-83278 | Weekly, Mechanical Rooms | 2021-05-07 | Miscellaneous | Preventive Maintenance
HSEB | HSEB-82811 | Weekly, Mechanical Rooms | 2021-04-23 | Miscellaneous | Preventive Maintenance
HSEB | HSEB-82917 | Weekly, Mechanical Rooms | 2021-04-30 | Miscellaneous | Preventive Maintenance
HSEB | HSEB-82236 | Weekly, Mechanical Rooms | 2021-03-19 | Miscellaneous | Preventive Maintenance
HSEB | HSEB-82395 | Weekly, Mechanical Rooms | 2021-04-02 | Miscellaneous | Preventive Maintenance
HSEB | HSEB-82306 | Weekly, Mechanical Rooms | 2021-03-26 | Miscellaneous | Preventive Maintenance
HSEB | HSEB-82720 | Weekly, Mechanical Rooms | 2021-04-16 | Miscellaneous | Preventive Maintenance
HSEB | HSEB-82642 | Weekly, Mechanical Rooms | 2021-04-09 | Miscellaneous | Preventive Maintenance
HSEB | HSEB-81855 | Weekly, Mechanical Rooms | 2021-03-05 | Miscellaneous | Preventive Maintenance
HSEB | HSEB-82135 | Weekly, Mechanical Rooms | 2021-03-12 | Miscellaneous | Preventive Maintenance
HSEB | HSEB-81675 | Weekly, Mechanical Rooms | 2021-02-26 | Miscellaneous | Preventive Maintenance
HSEB | HSEB-81589 | Weekly, Mechanical Rooms | 2021-02-19 | Miscellaneous | Preventive Maintenance
HSEB | HSEB-81514 | Weekly, Mechanical Rooms | 2021-02-12 | Miscellaneous | Preventive Maintenance
HSEB | HSEB-81266 | Weekly, Mechanical Rooms | 2021-02-05 | Miscellaneous | Preventive Maintenance
HSEB | HSEB-80800 | Weekly, Mechanical Rooms | 2021-01-08 | Miscellaneous | Preventive Maintenance
HSEB | HSEB-81026 | Weekly, Mechanical Rooms | 2021-01-22 | Miscellaneous | Preventive Maintenance
HSEB | HSEB-80933 | Weekly, Mechanical Rooms | 2021-01-15 | Miscellaneous | Preventive Maintenance
HSEB | HSEB-81089 | Weekly, Mechanical Rooms | 2021-01-29 | Miscellaneous | Preventive Maintenance
HSEB | HSEB-80579 | Weekly, Mechanical Rooms | 2021-01-01 | Miscellaneous | Preventive Maintenance
HSEB | HSEB-80440 | Weekly, Mechanical Rooms | 2020-12-18 | Miscellaneous | Preventive Maintenance
HSEB | HSEB-80523 | Weekly, Mechanical Rooms | 2020-12-25 | Miscellaneous | Preventive Maintenance
HSEB | HSEB-80343 | Weekly, Mechanical Rooms | 2020-12-11 | Miscellaneous | Preventive Maintenance
HSEB | HSEB-79956 | Weekly, Mechanical Rooms | 2020-12-04 | Miscellaneous | Preventive Maintenance
HSEB | HSEB-79783 | Weekly, Mechanical Rooms | 2020-11-20 | Miscellaneous | Preventive Maintenance
HSEB | HSEB-79883 | Weekly, Mechanical Rooms | 2020-11-27 | Miscellaneous | Preventive Maintenance
HSEB | HSEB-79687 | Weekly, Mechanical Rooms | 2020-11-13 | Miscellaneous | Preventive Maintenance
HSEB | HSEB-79587 | Weekly, Mechanical Rooms | 2020-11-06 | Miscellaneous | Preventive Maintenance
HSEB | HSEB-78843 | Weekly, Mechanical Rooms | 2020-10-09 | Miscellaneous | Preventive Maintenance
HSEB | HSEB-78998 | Weekly, Mechanical Rooms | 2020-10-16 | Miscellaneous | Preventive Maintenance
HSEB | HSEB-79129 | Weekly, Mechanical Rooms | 2020-10-23 | Miscellaneous | Preventive Maintenance
HSEB | HSEB-79214 | Weekly, Mechanical Rooms | 2020-10-30 | Miscellaneous | Preventive Maintenance
HSEB | HSEB-78453 | Weekly, Mechanical Rooms | 2020-09-25 | Miscellaneous | Preventive Maintenance
HSEB | HSEB-78373 | Weekly, Mechanical Rooms | 2020-09-18 | Miscellaneous | Preventive Maintenance
HSEB | HSEB-78539 | Weekly, Mechanical Rooms | 2020-10-02 | Miscellaneous | Preventive Maintenance
HSEB | HSEB-77786 | Weekly, Mechanical Rooms | 2020-09-04 | Miscellaneous | Preventive Maintenance
HSEB | HSEB-77350 | Weekly, Mechanical Rooms | 2020-08-07 | CC - HVAC MONITOR | Preventive Maintenance
HSEB | HSEB-77434 | Weekly, Mechanical Rooms | 2020-08-14 | Miscellaneous | Preventive Maintenance
HSEB | HSEB-77530 | Weekly, Mechanical Rooms | 2020-08-21 | Miscellaneous | Preventive Maintenance
HSEB | HSEB-77656 | Weekly, Mechanical Rooms | 2020-08-28 | Miscellaneous | Preventive Maintenance
HSEB | HSEB-78286 | Weekly, Mechanical Rooms | 2020-09-11 | Miscellaneous | Preventive Maintenance
HSEB | HSEB-76837 | Weekly, Mechanical Rooms | 2020-07-17 | Miscellaneous | Preventive Maintenance
HSEB | HSEB-76744 | Weekly, Mechanical Rooms | 2020-07-10 | Miscellaneous | Preventive Maintenance
HSEB | HSEB-77000 | Weekly, Mechanical Rooms | 2020-07-31 | Miscellaneous | Preventive Maintenance
HSEB | HSEB-76923 | Weekly, Mechanical Rooms | 2020-07-24 | Miscellaneous | Preventive Maintenance
HSEB | HSEB-76542 | Weekly, Mechanical Rooms | 2020-07-03 | Miscellaneous | Preventive Maintenance
HSEB | HSEB-76737 | Weekly, Sewage Ejector Pump | 2020-07-06 | Mechanical | Preventive Maintenance
HSEB | HSEB-76898 | Weekly, Sewage Ejector Pump | 2020-07-17 | Mechanical | Preventive Maintenance
HSEB | HSEB-76995 | Weekly, Sewage Ejector Pump | 2020-07-27 | Mechanical | Preventive Maintenance
HSEB | HSEB-76977 | Weekly, Sewage Ejector Pump | 2020-07-24 | Mechanical | Preventive Maintenance
HSEB | HSEB-76726 | Weekly, Sewage Ejector Pump | 2020-07-03 | Mechanical | Preventive Maintenance
HSEB | HSEB-76831 | Weekly, Sewage Ejector Pump | 2020-07-13 | Mechanical | Preventive Maintenance
HSEB | HSEB-76811 | Weekly, Sewage Ejector Pump | 2020-07-10 | Mechanical | Preventive Maintenance
HSEB | HSEB-76919 | Weekly, Sewage Ejector Pump | 2020-07-20 | Mechanical | Preventive Maintenance
HSEB | HSEB-77083 | Weekly, Sewage Ejector Pump | 2020-07-31 | Mechanical | Preventive Maintenance
HSEB | HSEB-78248 | Weekly, Sewage Ejector Pump | 2020-09-04 | Mechanical | Preventive Maintenance
HSEB | HSEB-77621 | Weekly, Sewage Ejector Pump | 2020-08-21 | Mechanical | Preventive Maintenance
HSEB | HSEB-77520 | Weekly, Sewage Ejector Pump | 2020-08-17 | Mechanical | Preventive Maintenance
HSEB | HSEB-77430 | Weekly, Sewage Ejector Pump | 2020-08-10 | Mechanical | Preventive Maintenance
HSEB | HSEB-77410 | Weekly, Sewage Ejector Pump | 2020-08-07 | Mechanical | Preventive Maintenance
HSEB | HSEB-77501 | Weekly, Sewage Ejector Pump | 2020-08-14 | Mechanical | Preventive Maintenance
HSEB | HSEB-77345 | Weekly, Sewage Ejector Pump | 2020-08-03 | Mechanical | Preventive Maintenance
HSEB | HSEB-77770 | Weekly, Sewage Ejector Pump | 2020-08-31 | Mechanical | Preventive Maintenance
HSEB | HSEB-77720 | Weekly, Sewage Ejector Pump | 2020-08-28 | Mechanical | Preventive Maintenance
HSEB | HSEB-77652 | Weekly, Sewage Ejector Pump | 2020-08-24 | Mechanical | Preventive Maintenance
HSEB | HSEB-78535 | Weekly, Sewage Ejector Pump | 2020-09-28 | Mechanical | Preventive Maintenance
HSEB | HSEB-78425 | Weekly, Sewage Ejector Pump | 2020-09-18 | Mechanical | Preventive Maintenance
HSEB | HSEB-78512 | Weekly, Sewage Ejector Pump | 2020-09-25 | Mechanical | Preventive Maintenance
HSEB | HSEB-78369 | Weekly, Sewage Ejector Pump | 2020-09-14 | Mechanical | Preventive Maintenance
HSEB | HSEB-78282 | Weekly, Sewage Ejector Pump | 2020-09-07 | Mechanical | Preventive Maintenance
HSEB | HSEB-78338 | Weekly, Sewage Ejector Pump | 2020-09-11 | Mechanical | Preventive Maintenance
HSEB | HSEB-78448 | Weekly, Sewage Ejector Pump | 2020-09-21 | Mechanical | Preventive Maintenance
HSEB | HSEB-78705 | Weekly, Sewage Ejector Pump | 2020-10-02 | Mechanical | Preventive Maintenance
HSEB | HSEB-79209 | Weekly, Sewage Ejector Pump | 2020-10-26 | Mechanical | Preventive Maintenance
HSEB | HSEB-79125 | Weekly, Sewage Ejector Pump | 2020-10-19 | Mechanical | Preventive Maintenance
HSEB | HSEB-79188 | Weekly, Sewage Ejector Pump | 2020-10-23 | Mechanical | Preventive Maintenance
HSEB | HSEB-79277 | Weekly, Sewage Ejector Pump | 2020-10-30 | Mechanical | Preventive Maintenance
HSEB | HSEB-78951 | Weekly, Sewage Ejector Pump | 2020-10-09 | Mechanical | Preventive Maintenance
HSEB | HSEB-79050 | Weekly, Sewage Ejector Pump | 2020-10-16 | Mechanical | Preventive Maintenance
HSEB | HSEB-78838 | Weekly, Sewage Ejector Pump | 2020-10-05 | Mechanical | Preventive Maintenance
HSEB | HSEB-78994 | Weekly, Sewage Ejector Pump | 2020-10-12 | Mechanical | Preventive Maintenance
HSEB | HSEB-79656 | Weekly, Sewage Ejector Pump | 2020-11-06 | Mechanical | Preventive Maintenance
HSEB | HSEB-79681 | Weekly, Sewage Ejector Pump | 2020-11-09 | Mechanical | Preventive Maintenance
HSEB | HSEB-79852 | Weekly, Sewage Ejector Pump | 2020-11-20 | Mechanical | Preventive Maintenance
HSEB | HSEB-79879 | Weekly, Sewage Ejector Pump | 2020-11-23 | Mechanical | Preventive Maintenance
HSEB | HSEB-79745 | Weekly, Sewage Ejector Pump | 2020-11-13 | Mechanical | Preventive Maintenance
HSEB | HSEB-79770 | Weekly, Sewage Ejector Pump | 2020-11-16 | Mechanical | Preventive Maintenance
HSEB | HSEB-79425 | Weekly, Sewage Ejector Pump | 2020-11-02 | Mechanical | Preventive Maintenance
HSEB | HSEB-79952 | Weekly, Sewage Ejector Pump | 2020-11-30 | Mechanical | Preventive Maintenance
HSEB | HSEB-79937 | Weekly, Sewage Ejector Pump | 2020-11-27 | Mechanical | Preventive Maintenance
HSEB | HSEB-80331 | Weekly, Sewage Ejector Pump | 2020-12-07 | Mechanical | Preventive Maintenance
HSEB | HSEB-80295 | Weekly, Sewage Ejector Pump | 2020-12-04 | Mechanical | Preventive Maintenance
HSEB | HSEB-80436 | Weekly, Sewage Ejector Pump | 2020-12-14 | Mechanical | Preventive Maintenance
HSEB | HSEB-80411 | Weekly, Sewage Ejector Pump | 2020-12-11 | Mechanical | Preventive Maintenance
HSEB | HSEB-80574 | Weekly, Sewage Ejector Pump | 2020-12-28 | Mechanical | Preventive Maintenance
HSEB | HSEB-80571 | Weekly, Sewage Ejector Pump | 2020-12-25 | Mechanical | Preventive Maintenance
HSEB | HSEB-80519 | Weekly, Sewage Ejector Pump | 2020-12-21 | Mechanical | Preventive Maintenance
HSEB | HSEB-80496 | Weekly, Sewage Ejector Pump | 2020-12-18 | Mechanical | Preventive Maintenance
HSEB | HSEB-80637 | Weekly, Sewage Ejector Pump | 2021-01-01 | Mechanical | Preventive Maintenance
HSEB | HSEB-81085 | Weekly, Sewage Ejector Pump | 2021-01-25 | Mechanical | Preventive Maintenance
HSEB | HSEB-81063 | Weekly, Sewage Ejector Pump | 2021-01-22 | Mechanical | Preventive Maintenance
HSEB | HSEB-81022 | Weekly, Sewage Ejector Pump | 2021-01-18 | Mechanical | Preventive Maintenance
HSEB | HSEB-81131 | Weekly, Sewage Ejector Pump | 2021-01-29 | Mechanical | Preventive Maintenance
HSEB | HSEB-81175 | Weekly, Sewage Ejector Pump | 2021-02-01 | Mechanical | Preventive Maintenance
HSEB | HSEB-80929 | Weekly, Sewage Ejector Pump | 2021-01-11 | Mechanical | Preventive Maintenance
HSEB | HSEB-80899 | Weekly, Sewage Ejector Pump | 2021-01-08 | Mechanical | Preventive Maintenance
HSEB | HSEB-81003 | Weekly, Sewage Ejector Pump | 2021-01-15 | Mechanical | Preventive Maintenance
HSEB | HSEB-80796 | Weekly, Sewage Ejector Pump | 2021-01-04 | Mechanical | Preventive Maintenance
HSEB | HSEB-81510 | Weekly, Sewage Ejector Pump | 2021-02-08 | Mechanical | Preventive Maintenance
HSEB | HSEB-81491 | Weekly, Sewage Ejector Pump | 2021-02-05 | Mechanical | Preventive Maintenance
HSEB | HSEB-81584 | Weekly, Sewage Ejector Pump | 2021-02-15 | Mechanical | Preventive Maintenance
HSEB | HSEB-81563 | Weekly, Sewage Ejector Pump | 2021-02-12 | Mechanical | Preventive Maintenance
HSEB | HSEB-81647 | Weekly, Sewage Ejector Pump | 2021-02-19 | Mechanical | Preventive Maintenance
HSEB | HSEB-81671 | Weekly, Sewage Ejector Pump | 2021-02-22 | Mechanical | Preventive Maintenance
HSEB | HSEB-81731 | Weekly, Sewage Ejector Pump | 2021-02-26 | Mechanical | Preventive Maintenance
HSEB | HSEB-82130 | Weekly, Sewage Ejector Pump | 2021-03-08 | Mechanical | Preventive Maintenance
HSEB | HSEB-82208 | Weekly, Sewage Ejector Pump | 2021-03-12 | Mechanical | Preventive Maintenance
HSEB | HSEB-82095 | Weekly, Sewage Ejector Pump | 2021-03-05 | Mechanical | Preventive Maintenance
HSEB | HSEB-81771 | Weekly, Sewage Ejector Pump | 2021-03-01 | Mechanical | Preventive Maintenance
HSEB | HSEB-82716 | Weekly, Sewage Ejector Pump | 2021-04-12 | Mechanical | Preventive Maintenance
HSEB | HSEB-82702 | Weekly, Sewage Ejector Pump | 2021-04-09 | Mechanical | Preventive Maintenance
HSEB | HSEB-82638 | Weekly, Sewage Ejector Pump | 2021-04-05 | Mechanical | Preventive Maintenance
HSEB | HSEB-82520 | Weekly, Sewage Ejector Pump | 2021-04-02 | Mechanical | Preventive Maintenance
HSEB | HSEB-82391 | Weekly, Sewage Ejector Pump | 2021-03-29 | Mechanical | Preventive Maintenance
HSEB | HSEB-82231 | Weekly, Sewage Ejector Pump | 2021-03-15 | Mechanical | Preventive Maintenance
HSEB | HSEB-82302 | Weekly, Sewage Ejector Pump | 2021-03-22 | Mechanical | Preventive Maintenance
HSEB | HSEB-82287 | Weekly, Sewage Ejector Pump | 2021-03-19 | Mechanical | Preventive Maintenance
HSEB | HSEB-82371 | Weekly, Sewage Ejector Pump | 2021-03-26 | Mechanical | Preventive Maintenance
HSEB | HSEB-82913 | Weekly, Sewage Ejector Pump | 2021-04-26 | Mechanical | Preventive Maintenance
HSEB | HSEB-82884 | Weekly, Sewage Ejector Pump | 2021-04-23 | Mechanical | Preventive Maintenance
HSEB | HSEB-82807 | Weekly, Sewage Ejector Pump | 2021-04-19 | Mechanical | Preventive Maintenance
HSEB | HSEB-82773 | Weekly, Sewage Ejector Pump | 2021-04-16 | Mechanical | Preventive Maintenance
HSEB | HSEB-82995 | Weekly, Sewage Ejector Pump | 2021-04-30 | Mechanical | Preventive Maintenance
HSEB | HSEB-83380 | Weekly, Sewage Ejector Pump | 2021-05-10 | Mechanical | Preventive Maintenance
HSEB | HSEB-83274 | Weekly, Sewage Ejector Pump | 2021-05-03 | Mechanical | Preventive Maintenance
HSEB | HSEB-83353 | Weekly, Sewage Ejector Pump | 2021-05-07 | Mechanical | Preventive Maintenance
HSEB | HSEB-83594 | Weekly, Sewage Ejector Pump | 2021-05-24 | Mechanical | Preventive Maintenance
HSEB | HSEB-83563 | Weekly, Sewage Ejector Pump | 2021-05-21 | Mechanical | Preventive Maintenance
HSEB | HSEB-83458 | Weekly, Sewage Ejector Pump | 2021-05-14 | Mechanical | Preventive Maintenance
HSEB | HSEB-83486 | Weekly, Sewage Ejector Pump | 2021-05-17 | Mechanical | Preventive Maintenance
HSEB | HSEB-83718 | Weekly, Sewage Ejector Pump | 2021-05-31 | Mechanical | Preventive Maintenance
HSEB | HSEB-83669 | Weekly, Sewage Ejector Pump | 2021-05-28 | Mechanical | Preventive Maintenance
HSEB | HSEB-84100 | Weekly, Sewage Ejector Pump | 2021-06-07 | Mechanical | Preventive Maintenance
HSEB | HSEB-83972 | Weekly, Sewage Ejector Pump | 2021-06-04 | Mechanical | Preventive Maintenance
HSEB | HSEB-84193 | Weekly, Sewage Ejector Pump | 2021-06-14 | Mechanical | Preventive Maintenance
HSEB | HSEB-84169 | Weekly, Sewage Ejector Pump | 2021-06-11 | Mechanical | Preventive Maintenance
HSEB | HSEB-84269 | Weekly, Sewage Ejector Pump | 2021-06-18 | Mechanical | Preventive Maintenance
HSEB | HSEB-84294 | Weekly, Sewage Ejector Pump | 2021-06-21 | Mechanical | Preventive Maintenance
HSEB | HSEB-84398 | Weekly, Sewage Ejector Pump | 2021-06-28 | Mechanical | Preventive Maintenance
HSEB | HSEB-84374 | Weekly, Sewage Ejector Pump | 2021-06-25 | Mechanical | Preventive Maintenance
HSEB | HSEB-84389 | Clean Drier Vent | 2021-06-28 | Preventive Maintenance | Preventive Maintenance
HSEB | HSEB-84285 | Clean Drier Vent | 2021-06-21 | Preventive Maintenance | Preventive Maintenance
HSEB | HSEB-84198 | Weekly, Mechanical Rooms | 2021-06-18 | Miscellaneous | Preventive Maintenance
HSEB | HSEB-84299 | Weekly, Mechanical Rooms | 2021-06-25 | Miscellaneous | Preventive Maintenance
HSEB | HSEB-84105 | Weekly, Mechanical Rooms | 2021-06-11 | Miscellaneous | Preventive Maintenance
HSEB | HSEB-83736 | Weekly, Mechanical Rooms | 2021-06-04 | Miscellaneous | Preventive Maintenance
HSEB | HSEB-83599 | Weekly, Mechanical Rooms | 2021-05-28 | Miscellaneous | Preventive Maintenance
HSEB | HSEB-83386 | Weekly, Mechanical Rooms | 2021-05-14 | Miscellaneous | Preventive Maintenance
HSEB | HSEB-83491 | Weekly, Mechanical Rooms | 2021-05-21 | Miscellaneous | Preventive Maintenance
HSEB | HSEB-83279 | Weekly, Mechanical Rooms | 2021-05-07 | Miscellaneous | Preventive Maintenance
HSEB | HSEB-82812 | Weekly, Mechanical Rooms | 2021-04-23 | Miscellaneous | Preventive Maintenance
HSEB | HSEB-82918 | Weekly, Mechanical Rooms | 2021-04-30 | Miscellaneous | Preventive Maintenance
HSEB | HSEB-82237 | Weekly, Mechanical Rooms | 2021-03-19 | Miscellaneous | Preventive Maintenance
HSEB | HSEB-82396 | Weekly, Mechanical Rooms | 2021-04-02 | Miscellaneous | Preventive Maintenance
HSEB | HSEB-82307 | Weekly, Mechanical Rooms | 2021-03-26 | Miscellaneous | Preventive Maintenance
HSEB | HSEB-82721 | Weekly, Mechanical Rooms | 2021-04-16 | Miscellaneous | Preventive Maintenance
HSEB | HSEB-82643 | Weekly, Mechanical Rooms | 2021-04-09 | Miscellaneous | Preventive Maintenance
HSEB | HSEB-81856 | Weekly, Mechanical Rooms | 2021-03-05 | Miscellaneous | Preventive Maintenance
HSEB | HSEB-82136 | Weekly, Mechanical Rooms | 2021-03-12 | Miscellaneous | Preventive Maintenance
HSEB | HSEB-81676 | Weekly, Mechanical Rooms | 2021-02-26 | Miscellaneous | Preventive Maintenance
HSEB | HSEB-81590 | Weekly, Mechanical Rooms | 2021-02-19 | Miscellaneous | Preventive Maintenance
HSEB | HSEB-81515 | Weekly, Mechanical Rooms | 2021-02-12 | Miscellaneous | Preventive Maintenance
HSEB | HSEB-81267 | Weekly, Mechanical Rooms | 2021-02-05 | Miscellaneous | Preventive Maintenance
HSEB | HSEB-80801 | Weekly, Mechanical Rooms | 2021-01-08 | Miscellaneous | Preventive Maintenance
HSEB | HSEB-81027 | Weekly, Mechanical Rooms | 2021-01-22 | Miscellaneous | Preventive Maintenance
HSEB | HSEB-80934 | Weekly, Mechanical Rooms | 2021-01-15 | Miscellaneous | Preventive Maintenance
HSEB | HSEB-81090 | Weekly, Mechanical Rooms | 2021-01-29 | Miscellaneous | Preventive Maintenance
HSEB | HSEB-80580 | Weekly, Mechanical Rooms | 2021-01-01 | Miscellaneous | Preventive Maintenance
HSEB | HSEB-80441 | Weekly, Mechanical Rooms | 2020-12-18 | Miscellaneous | Preventive Maintenance
HSEB | HSEB-80524 | Weekly, Mechanical Rooms | 2020-12-25 | Miscellaneous | Preventive Maintenance
HSEB | HSEB-80344 | Weekly, Mechanical Rooms | 2020-12-11 | Miscellaneous | Preventive Maintenance
HSEB | HSEB-79957 | Weekly, Mechanical Rooms | 2020-12-04 | Miscellaneous | Preventive Maintenance
HSEB | HSEB-79784 | Weekly, Mechanical Rooms | 2020-11-20 | Miscellaneous | Preventive Maintenance
HSEB | HSEB-79884 | Weekly, Mechanical Rooms | 2020-11-27 | Miscellaneous | Preventive Maintenance
HSEB | HSEB-79688 | Weekly, Mechanical Rooms | 2020-11-13 | Miscellaneous | Preventive Maintenance
HSEB | HSEB-79588 | Weekly, Mechanical Rooms | 2020-11-06 | Miscellaneous | Preventive Maintenance
HSEB | HSEB-78844 | Weekly, Mechanical Rooms | 2020-10-09 | Miscellaneous | Preventive Maintenance
HSEB | HSEB-78999 | Weekly, Mechanical Rooms | 2020-10-16 | Miscellaneous | Preventive Maintenance
HSEB | HSEB-79130 | Weekly, Mechanical Rooms | 2020-10-23 | Miscellaneous | Preventive Maintenance
HSEB | HSEB-79215 | Weekly, Mechanical Rooms | 2020-10-30 | Miscellaneous | Preventive Maintenance
HSEB | HSEB-78454 | Weekly, Mechanical Rooms | 2020-09-25 | Miscellaneous | Preventive Maintenance
HSEB | HSEB-78374 | Weekly, Mechanical Rooms | 2020-09-18 | Miscellaneous | Preventive Maintenance
HSEB | HSEB-78540 | Weekly, Mechanical Rooms | 2020-10-02 | Miscellaneous | Preventive Maintenance
HSEB | HSEB-77787 | Weekly, Mechanical Rooms | 2020-09-04 | Miscellaneous | Preventive Maintenance
HSEB | HSEB-77351 | Weekly, Mechanical Rooms | 2020-08-07 | Miscellaneous | Preventive Maintenance
HSEB | HSEB-77435 | Weekly, Mechanical Rooms | 2020-08-14 | Miscellaneous | Preventive Maintenance
HSEB | HSEB-77531 | Weekly, Mechanical Rooms | 2020-08-21 | Miscellaneous | Preventive Maintenance
HSEB | HSEB-77657 | Weekly, Mechanical Rooms | 2020-08-28 | Miscellaneous | Preventive Maintenance
HSEB | HSEB-78287 | Weekly, Mechanical Rooms | 2020-09-11 | Miscellaneous | Preventive Maintenance
HSEB | HSEB-76838 | Weekly, Mechanical Rooms | 2020-07-17 | Miscellaneous | Preventive Maintenance
HSEB | HSEB-76745 | Weekly, Mechanical Rooms | 2020-07-10 | Miscellaneous | Preventive Maintenance
HSEB | HSEB-77001 | Weekly, Mechanical Rooms | 2020-07-31 | Miscellaneous | Preventive Maintenance
HSEB | HSEB-76924 | Weekly, Mechanical Rooms | 2020-07-24 | Miscellaneous | Preventive Maintenance
HSEB | HSEB-76543 | Weekly, Mechanical Rooms | 2020-07-03 | Miscellaneous | Preventive Maintenance
HSEB | HSEB-76544 | Weekly, Mechanical Rooms | 2020-07-03 | Miscellaneous | Preventive Maintenance
HSEB | HSEB-76925 | Weekly, Mechanical Rooms | 2020-07-24 | Miscellaneous | Preventive Maintenance
HSEB | HSEB-77002 | Weekly, Mechanical Rooms | 2020-07-31 | Miscellaneous | Preventive Maintenance
HSEB | HSEB-76746 | Weekly, Mechanical Rooms | 2020-07-10 | Miscellaneous | Preventive Maintenance
HSEB | HSEB-76839 | Weekly, Mechanical Rooms | 2020-07-17 | Miscellaneous | Preventive Maintenance
HSEB | HSEB-78288 | Weekly, Mechanical Rooms | 2020-09-11 | Miscellaneous | Preventive Maintenance
HSEB | HSEB-77658 | Weekly, Mechanical Rooms | 2020-08-28 | Miscellaneous | Preventive Maintenance
HSEB | HSEB-77532 | Weekly, Mechanical Rooms | 2020-08-21 | Miscellaneous | Preventive Maintenance
HSEB | HSEB-77436 | Weekly, Mechanical Rooms | 2020-08-14 | Miscellaneous | Preventive Maintenance
HSEB | HSEB-77352 | Weekly, Mechanical Rooms | 2020-08-07 | CC - HVAC MONITOR | Preventive Maintenance
HSEB | HSEB-77788 | Weekly, Mechanical Rooms | 2020-09-04 | Miscellaneous | Preventive Maintenance
HSEB | HSEB-78541 | Weekly, Mechanical Rooms | 2020-10-02 | Miscellaneous | Preventive Maintenance
HSEB | HSEB-78375 | Weekly, Mechanical Rooms | 2020-09-18 | Miscellaneous | Preventive Maintenance
HSEB | HSEB-78455 | Weekly, Mechanical Rooms | 2020-09-25 | Miscellaneous | Preventive Maintenance
HSEB | HSEB-79216 | Weekly, Mechanical Rooms | 2020-10-30 | Miscellaneous | Preventive Maintenance
HSEB | HSEB-79131 | Weekly, Mechanical Rooms | 2020-10-23 | Miscellaneous | Preventive Maintenance
HSEB | HSEB-79000 | Weekly, Mechanical Rooms | 2020-10-16 | Miscellaneous | Preventive Maintenance
HSEB | HSEB-78845 | Weekly, Mechanical Rooms | 2020-10-09 | Miscellaneous | Preventive Maintenance
HSEB | HSEB-79589 | Weekly, Mechanical Rooms | 2020-11-06 | Miscellaneous | Preventive Maintenance
HSEB | HSEB-79689 | Weekly, Mechanical Rooms | 2020-11-13 | Miscellaneous | Preventive Maintenance
HSEB | HSEB-79885 | Weekly, Mechanical Rooms | 2020-11-27 | Miscellaneous | Preventive Maintenance
HSEB | HSEB-79785 | Weekly, Mechanical Rooms | 2020-11-20 | Miscellaneous | Preventive Maintenance
HSEB | HSEB-79958 | Weekly, Mechanical Rooms | 2020-12-04 | Miscellaneous | Preventive Maintenance
HSEB | HSEB-80345 | Weekly, Mechanical Rooms | 2020-12-11 | Miscellaneous | Preventive Maintenance
HSEB | HSEB-80525 | Weekly, Mechanical Rooms | 2020-12-25 | Miscellaneous | Preventive Maintenance
HSEB | HSEB-80442 | Weekly, Mechanical Rooms | 2020-12-18 | Miscellaneous | Preventive Maintenance
HSEB | HSEB-80581 | Weekly, Mechanical Rooms | 2021-01-01 | Miscellaneous | Preventive Maintenance
HSEB | HSEB-81091 | Weekly, Mechanical Rooms | 2021-01-29 | Miscellaneous | Preventive Maintenance
HSEB | HSEB-80935 | Weekly, Mechanical Rooms | 2021-01-15 | Miscellaneous | Preventive Maintenance
HSEB | HSEB-81028 | Weekly, Mechanical Rooms | 2021-01-22 | Miscellaneous | Preventive Maintenance
HSEB | HSEB-80802 | Weekly, Mechanical Rooms | 2021-01-08 | Miscellaneous | Preventive Maintenance
HSEB | HSEB-81268 | Weekly, Mechanical Rooms | 2021-02-05 | Miscellaneous | Preventive Maintenance
HSEB | HSEB-81516 | Weekly, Mechanical Rooms | 2021-02-12 | Miscellaneous | Preventive Maintenance
HSEB | HSEB-81591 | Weekly, Mechanical Rooms | 2021-02-19 | Miscellaneous | Preventive Maintenance
HSEB | HSEB-81677 | Weekly, Mechanical Rooms | 2021-02-26 | Miscellaneous | Preventive Maintenance
HSEB | HSEB-82137 | Weekly, Mechanical Rooms | 2021-03-12 | Miscellaneous | Preventive Maintenance
HSEB | HSEB-81857 | Weekly, Mechanical Rooms | 2021-03-05 | Miscellaneous | Preventive Maintenance
HSEB | HSEB-82644 | Weekly, Mechanical Rooms | 2021-04-09 | Miscellaneous | Preventive Maintenance
HSEB | HSEB-82722 | Weekly, Mechanical Rooms | 2021-04-16 | Miscellaneous | Preventive Maintenance
HSEB | HSEB-82308 | Weekly, Mechanical Rooms | 2021-03-26 | Miscellaneous | Preventive Maintenance
HSEB | HSEB-82397 | Weekly, Mechanical Rooms | 2021-04-02 | Miscellaneous | Preventive Maintenance
HSEB | HSEB-82238 | Weekly, Mechanical Rooms | 2021-03-19 | Miscellaneous | Preventive Maintenance
HSEB | HSEB-82919 | Weekly, Mechanical Rooms | 2021-04-30 | Miscellaneous | Preventive Maintenance
HSEB | HSEB-82813 | Weekly, Mechanical Rooms | 2021-04-23 | Miscellaneous | Preventive Maintenance
HSEB | HSEB-83280 | Weekly, Mechanical Rooms | 2021-05-07 | Miscellaneous | Preventive Maintenance
HSEB | HSEB-83492 | Weekly, Mechanical Rooms | 2021-05-21 | Miscellaneous | Preventive Maintenance
HSEB | HSEB-83387 | Weekly, Mechanical Rooms | 2021-05-14 | Miscellaneous | Preventive Maintenance
HSEB | HSEB-83600 | Weekly, Mechanical Rooms | 2021-05-28 | Miscellaneous | Preventive Maintenance
HSEB | HSEB-83737 | Weekly, Mechanical Rooms | 2021-06-04 | Miscellaneous | Preventive Maintenance
HSEB | HSEB-84106 | Weekly, Mechanical Rooms | 2021-06-11 | Miscellaneous | Preventive Maintenance
HSEB | HSEB-84300 | Weekly, Mechanical Rooms | 2021-06-25 | Miscellaneous | Preventive Maintenance
HSEB | HSEB-84199 | Weekly, Mechanical Rooms | 2021-06-18 | Miscellaneous | Preventive Maintenance
HSEB | HSEB-77984 | Annual, Control Panel | 2020-09-28 | Electrical | Preventive Maintenance
HSEB | HSEB-76326 | Annual, Fire Pump | 2020-07-01 | Mechanical | Preventive Maintenance
HSEB | HSEB-84087 | Annual, Fire Pump | 2021-07-01 | Mechanical | Preventive Maintenance
HSEB | HSEB-83818 | Quarterly, Fan Coil Unit | 2021-06-28 | HVAC (Heating / Cooling) | Preventive Maintenance
HSEB | HSEB-81862 | Quarterly, Fan Coil Unit | 2021-03-29 | HVAC (Heating / Cooling) | Preventive Maintenance
HSEB | HSEB-77892 | Quarterly, Fan Coil Unit | 2020-09-28 | HVAC (Heating / Cooling) | Preventive Maintenance
HSEB | HSEB-80124 | Quarterly, Fan Coil Unit | 2020-12-28 | HVAC (Heating / Cooling) | Preventive Maintenance
HSEB | HSEB-80125 | Quarterly, Fan Coil Unit | 2020-12-28 | HVAC (Heating / Cooling) | Preventive Maintenance
HSEB | HSEB-77893 | Quarterly, Fan Coil Unit | 2020-09-28 | HVAC (Heating / Cooling) | Preventive Maintenance
HSEB | HSEB-81863 | Quarterly, Fan Coil Unit | 2021-03-29 | HVAC (Heating / Cooling) | Preventive Maintenance
HSEB | HSEB-83819 | Quarterly, Fan Coil Unit | 2021-06-28 | HVAC (Heating / Cooling) | Preventive Maintenance
HSEB | HSEB-83820 | Quarterly, Fan Coil Unit | 2021-06-28 | HVAC (Heating / Cooling) | Preventive Maintenance
HSEB | HSEB-81864 | Quarterly, Fan Coil Unit | 2021-03-29 | HVAC (Heating / Cooling) | Preventive Maintenance
HSEB | HSEB-77894 | Quarterly, Fan Coil Unit | 2020-09-28 | HVAC (Heating / Cooling) | Preventive Maintenance
HSEB | HSEB-80126 | Quarterly, Fan Coil Unit | 2020-12-28 | HVAC (Heating / Cooling) | Preventive Maintenance
HSEB | HSEB-80127 | Quarterly, Fan Coil Unit | 2020-12-28 | HVAC (Heating / Cooling) | Preventive Maintenance
HSEB | HSEB-77895 | Quarterly, Fan Coil Unit | 2020-09-28 | HVAC (Heating / Cooling) | Preventive Maintenance
HSEB | HSEB-81865 | Quarterly, Fan Coil Unit | 2021-03-29 | HVAC (Heating / Cooling) | Preventive Maintenance
HSEB | HSEB-83821 | Quarterly, Fan Coil Unit | 2021-06-28 | HVAC (Heating / Cooling) | Preventive Maintenance
HSEB | HSEB-83756 | Monthly, Fire Pump 02 | 2021-06-28 | Mechanical | Preventive Maintenance
HSEB | HSEB-83996 | Annual, Back Flow Preventer | 2021-07-01 | Plumbing | Preventive Maintenance
HSEB | HSEB-83017 | Monthly, Fire Pump 02 | 2021-05-28 | Mechanical | Preventive Maintenance
HSEB | HSEB-82988 | Semi Annual, Fire Protection Pre Action | 2021-05-03 | Fire Systems | Preventive Maintenance
HSEB | HSEB-82475 | Monthly, Fire Pump 02 | 2021-04-28 | Mechanical | Preventive Maintenance
HSEB | HSEB-81774 | Monthly, Fire Pump 02 | 2021-03-29 | Mechanical | Preventive Maintenance
HSEB | HSEB-81186 | Monthly, Fire Pump 02 | 2021-03-01 | Mechanical | Preventive Maintenance
HSEB | HSEB-80640 | Monthly, Fire Pump 02 | 2021-01-28 | Mechanical | Preventive Maintenance
HSEB | HSEB-77807 | Monthly, Fire Pump 02 | 2020-09-28 | Mechanical | Preventive Maintenance
HSEB | HSEB-76239 | Annual, Back Flow Preventer | 2020-07-31 | Plumbing | Preventive Maintenance
HSEB | HSEB-76579 | Monthly, Fire Pump 02 | 2020-07-28 | Mechanical | Preventive Maintenance
HSEB | HSEB-77104 | Monthly, Fire Pump 02 | 2020-08-28 | Mechanical | Preventive Maintenance
HSEB | HSEB-79977 | Monthly, Fire Pump 02 | 2020-12-28 | Mechanical | Preventive Maintenance
HSEB | HSEB-79304 | Semi Annual, Fire Protection Pre Action | 2020-11-02 | Fire Systems | Preventive Maintenance
HSEB | HSEB-79352 | Monthly, Fire Pump 02 | 2020-11-30 | Mechanical | Preventive Maintenance
HSEB | HSEB-78617 | Monthly, Fire Pump 02 | 2020-10-28 | Mechanical | Preventive Maintenance
HSEB | HSEB-80128 | Quarterly, Fan Coil Unit | 2020-12-28 | HVAC (Heating / Cooling) | Preventive Maintenance
HSEB | HSEB-77896 | Quarterly, Fan Coil Unit | 2020-09-28 | HVAC (Heating / Cooling) | Preventive Maintenance
HSEB | HSEB-81866 | Quarterly, Fan Coil Unit | 2021-03-29 | HVAC (Heating / Cooling) | Preventive Maintenance
HSEB | HSEB-83822 | Quarterly, Fan Coil Unit | 2021-06-28 | HVAC (Heating / Cooling) | Preventive Maintenance
HSEB | HSEB-83823 | Quarterly, Fan Coil Unit | 2021-06-28 | HVAC (Heating / Cooling) | Preventive Maintenance
HSEB | HSEB-81867 | Quarterly, Fan Coil Unit | 2021-03-29 | HVAC (Heating / Cooling) | Preventive Maintenance
HSEB | HSEB-77897 | Quarterly, Fan Coil Unit | 2020-09-28 | HVAC (Heating / Cooling) | Preventive Maintenance
HSEB | HSEB-80129 | Quarterly, Fan Coil Unit | 2020-12-28 | HVAC (Heating / Cooling) | Preventive Maintenance
HSEB | HSEB-79523 | Monthly, Liebert, Data Aire Units | 2020-11-30 | HVAC (Heating / Cooling) | Preventive Maintenance
HSEB | HSEB-78787 | Monthly, Liebert, Data Aire Units | 2020-10-28 | HVAC (Heating / Cooling) | Preventive Maintenance
HSEB | HSEB-77295 | Monthly, Liebert, Data Aire Units | 2020-08-28 | HVAC (Heating / Cooling) | Preventive Maintenance
HSEB | HSEB-78000 | Monthly, Liebert, Data Aire Units | 2020-09-28 | HVAC (Heating / Cooling) | Preventive Maintenance
HSEB | HSEB-78004 | Semi-Annual, Liebert, Data Aire Units | 2020-09-28 | HVAC (Heating / Cooling) | Preventive Maintenance
HSEB | HSEB-76704 | Monthly, Liebert, Data Aire Units | 2020-07-28 | HVAC (Heating / Cooling) | Preventive Maintenance
HSEB | HSEB-81973 | Monthly, Liebert, Data Aire Units | 2021-03-29 | HVAC (Heating / Cooling) | Preventive Maintenance
HSEB | HSEB-81979 | Semi-Annual, Liebert, Data Aire Units | 2021-03-29 | HVAC (Heating / Cooling) | Preventive Maintenance
HSEB | HSEB-81382 | Monthly, Liebert, Data Aire Units | 2021-03-01 | HVAC (Heating / Cooling) | Preventive Maintenance
HSEB | HSEB-80237 | Monthly, Liebert, Data Aire Units | 2020-12-28 | HVAC (Heating / Cooling) | Preventive Maintenance
HSEB | HSEB-80776 | Monthly, Liebert, Data Aire Units | 2021-01-28 | HVAC (Heating / Cooling) | Preventive Maintenance
HSEB | HSEB-83923 | Monthly, Liebert, Data Aire Units | 2021-06-28 | HVAC (Heating / Cooling) | Preventive Maintenance
HSEB | HSEB-82581 | Monthly, Liebert, Data Aire Units | 2021-04-28 | HVAC (Heating / Cooling) | Preventive Maintenance
HSEB | HSEB-83199 | Monthly, Liebert, Data Aire Units | 2021-05-28 | HVAC (Heating / Cooling) | Preventive Maintenance
HSEB | HSEB-83200 | Monthly, Liebert, Data Aire Units | 2021-05-28 | HVAC (Heating / Cooling) | Preventive Maintenance
HSEB | HSEB-82582 | Monthly, Liebert, Data Aire Units | 2021-04-28 | HVAC (Heating / Cooling) | Preventive Maintenance
HSEB | HSEB-83924 | Monthly, Liebert, Data Aire Units | 2021-06-28 | HVAC (Heating / Cooling) | Preventive Maintenance
HSEB | HSEB-80777 | Monthly, Liebert, Data Aire Units | 2021-01-28 | HVAC (Heating / Cooling) | Preventive Maintenance
HSEB | HSEB-80238 | Monthly, Liebert, Data Aire Units | 2020-12-28 | HVAC (Heating / Cooling) | Preventive Maintenance
HSEB | HSEB-81383 | Monthly, Liebert, Data Aire Units | 2021-03-01 | HVAC (Heating / Cooling) | Preventive Maintenance
HSEB | HSEB-81980 | Semi-Annual, Liebert, Data Aire Units | 2021-03-29 | HVAC (Heating / Cooling) | Preventive Maintenance
HSEB | HSEB-81974 | Monthly, Liebert, Data Aire Units | 2021-03-29 | HVAC (Heating / Cooling) | Preventive Maintenance
HSEB | HSEB-76705 | Monthly, Liebert, Data Aire Units | 2020-07-28 | HVAC (Heating / Cooling) | Preventive Maintenance
HSEB | HSEB-78005 | Semi-Annual, Liebert, Data Aire Units | 2020-09-28 | HVAC (Heating / Cooling) | Preventive Maintenance
HSEB | HSEB-78001 | Monthly, Liebert, Data Aire Units | 2020-09-28 | HVAC (Heating / Cooling) | Preventive Maintenance
HSEB | HSEB-77296 | Monthly, Liebert, Data Aire Units | 2020-08-28 | HVAC (Heating / Cooling) | Preventive Maintenance
HSEB | HSEB-78788 | Monthly, Liebert, Data Aire Units | 2020-10-28 | HVAC (Heating / Cooling) | Preventive Maintenance
HSEB | HSEB-79524 | Monthly, Liebert, Data Aire Units | 2020-11-30 | HVAC (Heating / Cooling) | Preventive Maintenance
HSEB | HSEB-79525 | Monthly, Liebert, Data Aire Units | 2020-11-30 | HVAC (Heating / Cooling) | Preventive Maintenance
HSEB | HSEB-78789 | Monthly, Liebert, Data Aire Units | 2020-10-28 | HVAC (Heating / Cooling) | Preventive Maintenance
HSEB | HSEB-77297 | Monthly, Liebert, Data Aire Units | 2020-08-28 | HVAC (Heating / Cooling) | Preventive Maintenance
HSEB | HSEB-78002 | Monthly, Liebert, Data Aire Units | 2020-09-28 | HVAC (Heating / Cooling) | Preventive Maintenance
HSEB | HSEB-78006 | Semi-Annual, Liebert, Data Aire Units | 2020-09-28 | HVAC (Heating / Cooling) | Preventive Maintenance
HSEB | HSEB-76706 | Monthly, Liebert, Data Aire Units | 2020-07-28 | HVAC (Heating / Cooling) | Preventive Maintenance
HSEB | HSEB-81975 | Monthly, Liebert, Data Aire Units | 2021-03-29 | HVAC (Heating / Cooling) | Preventive Maintenance
HSEB | HSEB-81978 | Semi-Annual, Liebert, Data Aire Units | 2021-03-29 | HVAC (Heating / Cooling) | Preventive Maintenance
HSEB | HSEB-81384 | Monthly, Liebert, Data Aire Units | 2021-03-01 | HVAC (Heating / Cooling) | Preventive Maintenance
HSEB | HSEB-80239 | Monthly, Liebert, Data Aire Units | 2020-12-28 | HVAC (Heating / Cooling) | Preventive Maintenance
HSEB | HSEB-80778 | Monthly, Liebert, Data Aire Units | 2021-01-28 | HVAC (Heating / Cooling) | Preventive Maintenance
HSEB | HSEB-83925 | Monthly, Liebert, Data Aire Units | 2021-06-28 | HVAC (Heating / Cooling) | Preventive Maintenance
HSEB | HSEB-82583 | Monthly, Liebert, Data Aire Units | 2021-04-28 | HVAC (Heating / Cooling) | Preventive Maintenance
HSEB | HSEB-83201 | Monthly, Liebert, Data Aire Units | 2021-05-28 | HVAC (Heating / Cooling) | Preventive Maintenance
HSEB | HSEB-83824 | Quarterly, Fan Coil Unit | 2021-06-28 | HVAC (Heating / Cooling) | Preventive Maintenance
HSEB | HSEB-81868 | Quarterly, Fan Coil Unit | 2021-03-29 | HVAC (Heating / Cooling) | Preventive Maintenance
HSEB | HSEB-77898 | Quarterly, Fan Coil Unit | 2020-09-28 | HVAC (Heating / Cooling) | Preventive Maintenance
HSEB | HSEB-80130 | Quarterly, Fan Coil Unit | 2020-12-28 | HVAC (Heating / Cooling) | Preventive Maintenance
HSEB | HSEB-76240 | Annual, Back Flow Preventer | 2020-07-31 | Plumbing | Preventive Maintenance
HSEB | HSEB-83997 | Annual, Back Flow Preventer | 2021-07-01 | Plumbing | Preventive Maintenance
HSEB | HSEB-80217 | Annual, Heat Exchanger | 2020-12-28 | Plumbing | Preventive Maintenance
HSEB | HSEB-80218 | Annual, Heat Exchanger | 2020-12-28 | HVAC (Heating / Cooling) | Preventive Maintenance
HSEB | HSEB-80219 | Annual, Heat Exchanger | 2020-12-28 | HVAC (Heating / Cooling) | Preventive Maintenance
HSEB | HSEB-82002 | Annual, Variable Frequency Drive | 2021-03-29 | Mechanical | Preventive Maintenance
HSEB | HSEB-81963 | Weekly, Emergency Generator Set | 2021-03-05 | Mechanical | Preventive Maintenance
HSEB | HSEB-81959 | Monthly, Emergency Generator Set | 2021-03-29 | Mechanical | Preventive Maintenance
HSEB | HSEB-82142 | Weekly, Emergency Generator Set | 2021-03-12 | Mechanical | Preventive Maintenance
HSEB | HSEB-81358 | Monthly, Emergency Generator Set | 2021-03-01 | Mechanical | Preventive Maintenance
HSEB | HSEB-81596 | Weekly, Emergency Generator Set | 2021-02-19 | Mechanical | Preventive Maintenance
HSEB | HSEB-81682 | Weekly, Emergency Generator Set | 2021-02-26 | Mechanical | Preventive Maintenance
HSEB | HSEB-81521 | Weekly, Emergency Generator Set | 2021-02-12 | Mechanical | Preventive Maintenance
HSEB | HSEB-81363 | Weekly, Emergency Generator Set | 2021-02-05 | Mechanical | Preventive Maintenance
HSEB | HSEB-80762 | Monthly, Emergency Generator Set | 2021-01-28 | Mechanical | Preventive Maintenance
HSEB | HSEB-80809 | Weekly, Emergency Generator Set | 2021-01-08 | Mechanical | Preventive Maintenance
HSEB | HSEB-80940 | Weekly, Emergency Generator Set | 2021-01-15 | Mechanical | Preventive Maintenance
HSEB | HSEB-81096 | Weekly, Emergency Generator Set | 2021-01-29 | Mechanical | Preventive Maintenance
HSEB | HSEB-81033 | Weekly, Emergency Generator Set | 2021-01-22 | Mechanical | Preventive Maintenance
HSEB | HSEB-80350 | Weekly, Emergency Generator Set | 2020-12-11 | Mechanical | Preventive Maintenance
HSEB | HSEB-80447 | Weekly, Emergency Generator Set | 2020-12-18 | Mechanical | Preventive Maintenance
HSEB | HSEB-80530 | Weekly, Emergency Generator Set | 2020-12-25 | Mechanical | Preventive Maintenance
HSEB | HSEB-80586 | Weekly, Emergency Generator Set | 2021-01-01 | Mechanical | Preventive Maintenance
HSEB | HSEB-83915 | Monthly, Emergency Generator Set | 2021-06-28 | Mechanical | Preventive Maintenance
HSEB | HSEB-84111 | Weekly, Emergency Generator Set | 2021-06-11 | Mechanical | Preventive Maintenance
HSEB | HSEB-84204 | Weekly, Emergency Generator Set | 2021-06-18 | Mechanical | Preventive Maintenance
HSEB | HSEB-84305 | Weekly, Emergency Generator Set | 2021-06-25 | Mechanical | Preventive Maintenance
HSEB | HSEB-83742 | Weekly, Emergency Generator Set | 2021-06-04 | Mechanical | Preventive Maintenance
HSEB | HSEB-83605 | Weekly, Emergency Generator Set | 2021-05-28 | Mechanical | Preventive Maintenance
HSEB | HSEB-83497 | Weekly, Emergency Generator Set | 2021-05-21 | Mechanical | Preventive Maintenance
HSEB | HSEB-83392 | Weekly, Emergency Generator Set | 2021-05-14 | Mechanical | Preventive Maintenance
HSEB | HSEB-83285 | Weekly, Emergency Generator Set | 2021-05-07 | Mechanical | Preventive Maintenance
HSEB | HSEB-83193 | Monthly, Emergency Generator Set | 2021-05-28 | Mechanical | Preventive Maintenance
HSEB | HSEB-82727 | Weekly, Emergency Generator Set | 2021-04-16 | Mechanical | Preventive Maintenance
HSEB | HSEB-82924 | Weekly, Emergency Generator Set | 2021-04-30 | Mechanical | Preventive Maintenance
HSEB | HSEB-82818 | Weekly, Emergency Generator Set | 2021-04-23 | Mechanical | Preventive Maintenance
HSEB | HSEB-82574 | Monthly, Emergency Generator Set | 2021-04-28 | Mechanical | Preventive Maintenance
HSEB | HSEB-82649 | Weekly, Emergency Generator Set | 2021-04-09 | Mechanical | Preventive Maintenance
HSEB | HSEB-82243 | Weekly, Emergency Generator Set | 2021-03-19 | Mechanical | Preventive Maintenance
HSEB | HSEB-82313 | Weekly, Emergency Generator Set | 2021-03-26 | Mechanical | Preventive Maintenance
HSEB | HSEB-82402 | Weekly, Emergency Generator Set | 2021-04-02 | Mechanical | Preventive Maintenance
HSEB | HSEB-80225 | Annual, Emergency Generator Set | 2020-12-28 | Mechanical | Preventive Maintenance
HSEB | HSEB-80227 | Monthly, Emergency Generator Set | 2020-12-28 | Mechanical | Preventive Maintenance
HSEB | HSEB-79963 | Weekly, Emergency Generator Set | 2020-12-04 | Mechanical | Preventive Maintenance
HSEB | HSEB-79890 | Weekly, Emergency Generator Set | 2020-11-27 | Mechanical | Preventive Maintenance
HSEB | HSEB-79517 | Monthly, Emergency Generator Set | 2020-11-30 | Mechanical | Preventive Maintenance
HSEB | HSEB-79790 | Weekly, Emergency Generator Set | 2020-11-20 | Mechanical | Preventive Maintenance
HSEB | HSEB-79594 | Weekly, Emergency Generator Set | 2020-11-06 | Mechanical | Preventive Maintenance
HSEB | HSEB-79694 | Weekly, Emergency Generator Set | 2020-11-13 | Mechanical | Preventive Maintenance
HSEB | HSEB-78778 | Monthly, Emergency Generator Set | 2020-10-28 | Mechanical | Preventive Maintenance
HSEB | HSEB-78546 | Weekly, Emergency Generator Set | 2020-10-02 | Mechanical | Preventive Maintenance
HSEB | HSEB-78460 | Weekly, Emergency Generator Set | 2020-09-25 | Mechanical | Preventive Maintenance
HSEB | HSEB-78380 | Weekly, Emergency Generator Set | 2020-09-18 | Mechanical | Preventive Maintenance
HSEB | HSEB-78293 | Weekly, Emergency Generator Set | 2020-09-11 | Mechanical | Preventive Maintenance
HSEB | HSEB-79136 | Weekly, Emergency Generator Set | 2020-10-23 | Mechanical | Preventive Maintenance
HSEB | HSEB-79221 | Weekly, Emergency Generator Set | 2020-10-30 | Mechanical | Preventive Maintenance
HSEB | HSEB-78850 | Weekly, Emergency Generator Set | 2020-10-09 | Mechanical | Preventive Maintenance
HSEB | HSEB-79005 | Weekly, Emergency Generator Set | 2020-10-16 | Mechanical | Preventive Maintenance
HSEB | HSEB-76689 | Monthly, Emergency Generator Set | 2020-07-28 | Mechanical | Preventive Maintenance
HSEB | HSEB-76549 | Weekly, Emergency Generator Set | 2020-07-03 | Mechanical | Preventive Maintenance
HSEB | HSEB-76844 | Weekly, Emergency Generator Set | 2020-07-17 | Mechanical | Preventive Maintenance
HSEB | HSEB-76751 | Weekly, Emergency Generator Set | 2020-07-10 | Mechanical | Preventive Maintenance
HSEB | HSEB-76930 | Weekly, Emergency Generator Set | 2020-07-24 | Mechanical | Preventive Maintenance
HSEB | HSEB-77007 | Weekly, Emergency Generator Set | 2020-07-31 | Mechanical | Preventive Maintenance
HSEB | HSEB-77793 | Weekly, Emergency Generator Set | 2020-09-04 | Mechanical | Preventive Maintenance
HSEB | HSEB-77663 | Weekly, Emergency Generator Set | 2020-08-28 | Mechanical | Preventive Maintenance
HSEB | HSEB-77286 | Monthly, Emergency Generator Set | 2020-08-28 | Mechanical | Preventive Maintenance
HSEB | HSEB-77357 | Weekly, Emergency Generator Set | 2020-08-07 | Mechanical | Preventive Maintenance
HSEB | HSEB-77441 | Weekly, Emergency Generator Set | 2020-08-14 | Mechanical | Preventive Maintenance
HSEB | HSEB-77537 | Weekly, Emergency Generator Set | 2020-08-21 | Mechanical | Preventive Maintenance
HSEB | HSEB-77990 | Monthly, Emergency Generator Set | 2020-09-28 | Mechanical | Preventive Maintenance
HSEB | HSEB-77992 | Monthly, Emergency Generator Set | 2020-09-28 | Mechanical | Preventive Maintenance
HSEB | HSEB-77539 | Weekly, Emergency Generator Set | 2020-08-21 | Mechanical | Preventive Maintenance
HSEB | HSEB-77443 | Weekly, Emergency Generator Set | 2020-08-14 | Mechanical | Preventive Maintenance
HSEB | HSEB-77359 | Weekly, Emergency Generator Set | 2020-08-07 | Mechanical | Preventive Maintenance
HSEB | HSEB-77287 | Monthly, Emergency Generator Set | 2020-08-28 | Mechanical | Preventive Maintenance
HSEB | HSEB-77665 | Weekly, Emergency Generator Set | 2020-08-28 | Mechanical | Preventive Maintenance
HSEB | HSEB-77795 | Weekly, Emergency Generator Set | 2020-09-04 | Mechanical | Preventive Maintenance
HSEB | HSEB-77009 | Weekly, Emergency Generator Set | 2020-07-31 | Mechanical | Preventive Maintenance
HSEB | HSEB-76932 | Weekly, Emergency Generator Set | 2020-07-24 | Mechanical | Preventive Maintenance
HSEB | HSEB-76753 | Weekly, Emergency Generator Set | 2020-07-10 | Mechanical | Preventive Maintenance
HSEB | HSEB-76846 | Weekly, Emergency Generator Set | 2020-07-17 | Mechanical | Preventive Maintenance
HSEB | HSEB-76691 | Monthly, Emergency Generator Set | 2020-07-28 | Mechanical | Preventive Maintenance
HSEB | HSEB-76551 | Weekly, Emergency Generator Set | 2020-07-03 | Mechanical | Preventive Maintenance
HSEB | HSEB-79007 | Weekly, Emergency Generator Set | 2020-10-16 | Mechanical | Preventive Maintenance
HSEB | HSEB-78852 | Weekly, Emergency Generator Set | 2020-10-09 | Mechanical | Preventive Maintenance
HSEB | HSEB-79223 | Weekly, Emergency Generator Set | 2020-10-30 | Mechanical | Preventive Maintenance
HSEB | HSEB-79138 | Weekly, Emergency Generator Set | 2020-10-23 | Mechanical | Preventive Maintenance
HSEB | HSEB-78295 | Weekly, Emergency Generator Set | 2020-09-11 | Mechanical | Preventive Maintenance
HSEB | HSEB-78382 | Weekly, Emergency Generator Set | 2020-09-18 | Mechanical | Preventive Maintenance
HSEB | HSEB-78462 | Weekly, Emergency Generator Set | 2020-09-25 | Mechanical | Preventive Maintenance
HSEB | HSEB-78548 | Weekly, Emergency Generator Set | 2020-10-02 | Mechanical | Preventive Maintenance
HSEB | HSEB-78780 | Monthly, Emergency Generator Set | 2020-10-28 | Mechanical | Preventive Maintenance
HSEB | HSEB-79696 | Weekly, Emergency Generator Set | 2020-11-13 | Mechanical | Preventive Maintenance
HSEB | HSEB-79596 | Weekly, Emergency Generator Set | 2020-11-06 | Mechanical | Preventive Maintenance
HSEB | HSEB-79792 | Weekly, Emergency Generator Set | 2020-11-20 | Mechanical | Preventive Maintenance
HSEB | HSEB-79892 | Weekly, Emergency Generator Set | 2020-11-27 | Mechanical | Preventive Maintenance
HSEB | HSEB-79518 | Monthly, Emergency Generator Set | 2020-11-30 | Mechanical | Preventive Maintenance
HSEB | HSEB-79965 | Weekly, Emergency Generator Set | 2020-12-04 | Mechanical | Preventive Maintenance
HSEB | HSEB-80229 | Monthly, Emergency Generator Set | 2020-12-28 | Mechanical | Preventive Maintenance
HSEB | HSEB-80226 | Annual, Emergency Generator Set | 2020-12-28 | Mechanical | Preventive Maintenance
HSEB | HSEB-82404 | Weekly, Emergency Generator Set | 2021-04-02 | Mechanical | Preventive Maintenance
HSEB | HSEB-82315 | Weekly, Emergency Generator Set | 2021-03-26 | Mechanical | Preventive Maintenance
HSEB | HSEB-82245 | Weekly, Emergency Generator Set | 2021-03-19 | Mechanical | Preventive Maintenance
HSEB | HSEB-82651 | Weekly, Emergency Generator Set | 2021-04-09 | Mechanical | Preventive Maintenance
HSEB | HSEB-82575 | Monthly, Emergency Generator Set | 2021-04-28 | Mechanical | Preventive Maintenance
HSEB | HSEB-82820 | Weekly, Emergency Generator Set | 2021-04-23 | Mechanical | Preventive Maintenance
HSEB | HSEB-82729 | Weekly, Emergency Generator Set | 2021-04-16 | Mechanical | Preventive Maintenance
HSEB | HSEB-82926 | Weekly, Emergency Generator Set | 2021-04-30 | Mechanical | Preventive Maintenance
HSEB | HSEB-83194 | Monthly, Emergency Generator Set | 2021-05-28 | Mechanical | Preventive Maintenance
HSEB | HSEB-83394 | Weekly, Emergency Generator Set | 2021-05-14 | Mechanical | Preventive Maintenance
HSEB | HSEB-83499 | Weekly, Emergency Generator Set | 2021-05-21 | Mechanical | Preventive Maintenance
HSEB | HSEB-83287 | Weekly, Emergency Generator Set | 2021-05-07 | Mechanical | Preventive Maintenance
HSEB | HSEB-83607 | Weekly, Emergency Generator Set | 2021-05-28 | Mechanical | Preventive Maintenance
HSEB | HSEB-83744 | Weekly, Emergency Generator Set | 2021-06-04 | Mechanical | Preventive Maintenance
HSEB | HSEB-84307 | Weekly, Emergency Generator Set | 2021-06-25 | Mechanical | Preventive Maintenance
HSEB | HSEB-84206 | Weekly, Emergency Generator Set | 2021-06-18 | Mechanical | Preventive Maintenance
HSEB | HSEB-83916 | Monthly, Emergency Generator Set | 2021-06-28 | Mechanical | Preventive Maintenance
HSEB | HSEB-84113 | Weekly, Emergency Generator Set | 2021-06-11 | Mechanical | Preventive Maintenance
HSEB | HSEB-80588 | Weekly, Emergency Generator Set | 2021-01-01 | Mechanical | Preventive Maintenance
HSEB | HSEB-80532 | Weekly, Emergency Generator Set | 2020-12-25 | Mechanical | Preventive Maintenance
HSEB | HSEB-80449 | Weekly, Emergency Generator Set | 2020-12-18 | Mechanical | Preventive Maintenance
HSEB | HSEB-80352 | Weekly, Emergency Generator Set | 2020-12-11 | Mechanical | Preventive Maintenance
HSEB | HSEB-81035 | Weekly, Emergency Generator Set | 2021-01-22 | Mechanical | Preventive Maintenance
HSEB | HSEB-81098 | Weekly, Emergency Generator Set | 2021-01-29 | Mechanical | Preventive Maintenance
HSEB | HSEB-80942 | Weekly, Emergency Generator Set | 2021-01-15 | Mechanical | Preventive Maintenance
HSEB | HSEB-80811 | Weekly, Emergency Generator Set | 2021-01-08 | Mechanical | Preventive Maintenance
HSEB | HSEB-80763 | Monthly, Emergency Generator Set | 2021-01-28 | Mechanical | Preventive Maintenance
HSEB | HSEB-81598 | Weekly, Emergency Generator Set | 2021-02-19 | Mechanical | Preventive Maintenance
HSEB | HSEB-81523 | Weekly, Emergency Generator Set | 2021-02-12 | Mechanical | Preventive Maintenance
HSEB | HSEB-81684 | Weekly, Emergency Generator Set | 2021-02-26 | Mechanical | Preventive Maintenance
HSEB | HSEB-81359 | Monthly, Emergency Generator Set | 2021-03-01 | Mechanical | Preventive Maintenance
HSEB | HSEB-81365 | Weekly, Emergency Generator Set | 2021-02-05 | Mechanical | Preventive Maintenance
HSEB | HSEB-82144 | Weekly, Emergency Generator Set | 2021-03-12 | Mechanical | Preventive Maintenance
HSEB | HSEB-81960 | Monthly, Emergency Generator Set | 2021-03-29 | Mechanical | Preventive Maintenance
HSEB | HSEB-81965 | Weekly, Emergency Generator Set | 2021-03-05 | Mechanical | Preventive Maintenance
HSEB | HSEB-81950 | Semi-Annual, Water Circulating Pump | 2021-03-29 | Mechanical | Preventive Maintenance
HSEB | HSEB-77980 | Semi-Annual, Water Circulating Pump | 2020-09-28 | Mechanical | Preventive Maintenance
HSEB | HSEB-77981 | Semi-Annual, Water Circulating Pump | 2020-09-28 | Mechanical | Preventive Maintenance
HSEB | HSEB-81951 | Semi-Annual, Water Circulating Pump | 2021-03-29 | Mechanical | Preventive Maintenance
HSEB | HSEB-81952 | Semi-Annual, Water Circulating Pump | 2021-03-29 | Mechanical | Preventive Maintenance
HSEB | HSEB-77982 | Semi-Annual, Water Circulating Pump | 2020-09-28 | Mechanical | Preventive Maintenance
HSEB | HSEB-82003 | Annual, Variable Frequency Drive | 2021-03-29 | Mechanical | Preventive Maintenance
HSEB | HSEB-82004 | Annual, Variable Frequency Drive | 2021-03-29 | Mechanical | Preventive Maintenance
HSEB | HSEB-82005 | Annual, Variable Frequency Drive | 2021-03-29 | Mechanical | Preventive Maintenance
HSEB | HSEB-81939 | Quarterly, Expansion Tank | 2021-03-29 | Mechanical | Preventive Maintenance
HSEB | HSEB-83898 | Quarterly, Expansion Tank | 2021-06-28 | Mechanical | Preventive Maintenance
HSEB | HSEB-77968 | Quarterly, Expansion Tank | 2020-09-28 | Mechanical | Preventive Maintenance
HSEB | HSEB-80203 | Quarterly, Expansion Tank | 2020-12-28 | HVAC (Heating / Cooling) | Preventive Maintenance
HSEB | HSEB-80131 | Quarterly, Fan Coil Unit | 2020-12-28 | HVAC (Heating / Cooling) | Preventive Maintenance
HSEB | HSEB-77899 | Quarterly, Fan Coil Unit | 2020-09-28 | HVAC (Heating / Cooling) | Preventive Maintenance
HSEB | HSEB-83825 | Quarterly, Fan Coil Unit | 2021-06-28 | HVAC (Heating / Cooling) | Preventive Maintenance
HSEB | HSEB-81869 | Quarterly, Fan Coil Unit | 2021-03-29 | HVAC (Heating / Cooling) | Preventive Maintenance
HSEB | HSEB-83998 | Annual, Back Flow Preventer | 2021-07-01 | Plumbing | Preventive Maintenance
HSEB | HSEB-76241 | Annual, Back Flow Preventer | 2020-07-31 | Plumbing | Preventive Maintenance
HSEB | HSEB-76242 | Annual, Back Flow Preventer | 2020-07-31 | Plumbing | Preventive Maintenance
HSEB | HSEB-83999 | Annual, Back Flow Preventer | 2021-07-01 | Plumbing | Preventive Maintenance
HSEB | HSEB-84000 | Annual, Back Flow Preventer | 2021-07-01 | Plumbing | Preventive Maintenance
HSEB | HSEB-76243 | Annual, Back Flow Preventer | 2020-07-31 | Plumbing | Preventive Maintenance
HSEB | HSEB-77890 | Quarterly, Sump Pump | 2020-09-28 | Mechanical | Preventive Maintenance
HSEB | HSEB-80092 | Quarterly, Sump Pump | 2020-12-28 | HVAC (Heating / Cooling) | Preventive Maintenance
HSEB | HSEB-83816 | Quarterly, Sump Pump | 2021-06-28 | Mechanical | Preventive Maintenance
HSEB | HSEB-81860 | Quarterly, Sump Pump | 2021-03-29 | Mechanical | Preventive Maintenance
HSEB | HSEB-81870 | Quarterly, Fan Coil Unit | 2021-03-29 | HVAC (Heating / Cooling) | Preventive Maintenance
HSEB | HSEB-83826 | Quarterly, Fan Coil Unit | 2021-06-28 | HVAC (Heating / Cooling) | Preventive Maintenance
HSEB | HSEB-80132 | Quarterly, Fan Coil Unit | 2020-12-28 | HVAC (Heating / Cooling) | Preventive Maintenance
HSEB | HSEB-77900 | Quarterly, Fan Coil Unit | 2020-09-28 | HVAC (Heating / Cooling) | Preventive Maintenance
HSEB | HSEB-78401 | 3yr Annual, Medical Air Compressor | 2020-12-31 | Mechanical | Preventive Maintenance
HSEB | HSEB-79117 | Annual, Medical Air Compressor | 2020-10-19 | HVAC (Heating / Cooling) | Preventive Maintenance
HSEB | HSEB-79115 | Annual, Vacuum Pump | 2020-10-19 | Mechanical | Preventive Maintenance
HSEB | HSEB-80090 | Annual, Sewage Ejector Pump | 2020-12-28 | HVAC (Heating / Cooling) | Preventive Maintenance
HSEB | HSEB-80091 | Annual, Sewage Ejector Pump | 2020-12-28 | HVAC (Heating / Cooling) | Preventive Maintenance
HSEB | HSEB-80133 | Quarterly, Fan Coil Unit | 2020-12-28 | HVAC (Heating / Cooling) | Preventive Maintenance
HSEB | HSEB-77901 | Quarterly, Fan Coil Unit | 2020-09-28 | HVAC (Heating / Cooling) | Preventive Maintenance
HSEB | HSEB-83827 | Quarterly, Fan Coil Unit | 2021-06-28 | HVAC (Heating / Cooling) | Preventive Maintenance
HSEB | HSEB-81871 | Quarterly, Fan Coil Unit | 2021-03-29 | HVAC (Heating / Cooling) | Preventive Maintenance
HSEB | HSEB-81872 | Quarterly, Fan Coil Unit | 2021-03-29 | HVAC (Heating / Cooling) | Preventive Maintenance
HSEB | HSEB-83828 | Quarterly, Fan Coil Unit | 2021-06-28 | HVAC (Heating / Cooling) | Preventive Maintenance
HSEB | HSEB-77902 | Quarterly, Fan Coil Unit | 2020-09-28 | HVAC (Heating / Cooling) | Preventive Maintenance
HSEB | HSEB-80134 | Quarterly, Fan Coil Unit | 2020-12-28 | HVAC (Heating / Cooling) | Preventive Maintenance
HSEB | HSEB-80135 | Quarterly, Fan Coil Unit | 2020-12-28 | HVAC (Heating / Cooling) | Preventive Maintenance
HSEB | HSEB-77903 | Quarterly, Fan Coil Unit | 2020-09-28 | HVAC (Heating / Cooling) | Preventive Maintenance
HSEB | HSEB-83829 | Quarterly, Fan Coil Unit | 2021-06-28 | HVAC (Heating / Cooling) | Preventive Maintenance
HSEB | HSEB-81873 | Quarterly, Fan Coil Unit | 2021-03-29 | HVAC (Heating / Cooling) | Preventive Maintenance
HSEB | HSEB-81874 | Quarterly, Fan Coil Unit | 2021-03-29 | HVAC (Heating / Cooling) | Preventive Maintenance
HSEB | HSEB-83830 | Quarterly, Fan Coil Unit | 2021-06-28 | HVAC (Heating / Cooling) | Preventive Maintenance
HSEB | HSEB-77904 | Quarterly, Fan Coil Unit | 2020-09-28 | HVAC (Heating / Cooling) | Preventive Maintenance
HSEB | HSEB-80136 | Quarterly, Fan Coil Unit | 2020-12-28 | HVAC (Heating / Cooling) | Preventive Maintenance
HSEB | HSEB-80137 | Quarterly, Fan Coil Unit | 2020-12-28 | HVAC (Heating / Cooling) | Preventive Maintenance
HSEB | HSEB-77905 | Quarterly, Fan Coil Unit | 2020-09-28 | HVAC (Heating / Cooling) | Preventive Maintenance
HSEB | HSEB-83831 | Quarterly, Fan Coil Unit | 2021-06-28 | HVAC (Heating / Cooling) | Preventive Maintenance
HSEB | HSEB-81875 | Quarterly, Fan Coil Unit | 2021-03-29 | HVAC (Heating / Cooling) | Preventive Maintenance
HSEB | HSEB-81876 | Quarterly, Fan Coil Unit | 2021-03-29 | HVAC (Heating / Cooling) | Preventive Maintenance
HSEB | HSEB-83832 | Quarterly, Fan Coil Unit | 2021-06-28 | HVAC (Heating / Cooling) | Preventive Maintenance
HSEB | HSEB-77906 | Quarterly, Fan Coil Unit | 2020-09-28 | HVAC (Heating / Cooling) | Preventive Maintenance
HSEB | HSEB-80138 | Quarterly, Fan Coil Unit | 2020-12-28 | HVAC (Heating / Cooling) | Preventive Maintenance
HSEB | HSEB-80040 | Annual, Air Handler Unit | 2020-12-28 | HVAC (Heating / Cooling) | Preventive Maintenance
HSEB | HSEB-80048 | Quarterly, Air Handler Unit | 2020-12-28 | HVAC (Heating / Cooling) | Preventive Maintenance
HSEB | HSEB-79641 | Quarterly, Air Handler Unit | 2020-12-01 | HVAC (Heating / Cooling) | Preventive Maintenance
HSEB | HSEB-77858 | Quarterly, Air Handler Unit | 2020-09-28 | HVAC (Heating / Cooling) | Preventive Maintenance
HSEB | HSEB-78263 | Quarterly, Air Handler Unit | 2020-10-01 | HVAC (Heating / Cooling) | Preventive Maintenance
HSEB | HSEB-77049 | Quarterly, Air Handler Unit | 2020-08-31 | HVAC (Heating / Cooling) | Preventive Maintenance
HSEB | HSEB-83331 | Quarterly, Air Handler Unit | 2021-06-01 | HVAC (Heating / Cooling) | Preventive Maintenance
HSEB | HSEB-83784 | Quarterly, Air Handler Unit | 2021-06-28 | HVAC (Heating / Cooling) | Preventive Maintenance
HSEB | HSEB-81815 | Quarterly, Air Handler Unit | 2021-03-29 | HVAC (Heating / Cooling) | Preventive Maintenance
HSEB | HSEB-82111 | Quarterly, Air Handler Unit | 2021-04-01 | HVAC (Heating / Cooling) | Preventive Maintenance
HSEB | HSEB-80852 | Quarterly, Air Handler Unit | 2021-02-01 | HVAC (Heating / Cooling) | Preventive Maintenance
HSEB | HSEB-82006 | Annual, Variable Frequency Drive | 2021-03-29 | Mechanical | Preventive Maintenance
HSEB | HSEB-82007 | Annual, Variable Frequency Drive | 2021-03-29 | Mechanical | Preventive Maintenance
HSEB | HSEB-82008 | Annual, Variable Frequency Drive | 2021-03-29 | Mechanical | Preventive Maintenance
HSEB | HSEB-82009 | Annual, Variable Frequency Drive | 2021-03-29 | Mechanical | Preventive Maintenance
HSEB | HSEB-81877 | Quarterly, Fan Coil Unit | 2021-03-29 | HVAC (Heating / Cooling) | Preventive Maintenance
HSEB | HSEB-83833 | Quarterly, Fan Coil Unit | 2021-06-28 | HVAC (Heating / Cooling) | Preventive Maintenance
HSEB | HSEB-77907 | Quarterly, Fan Coil Unit | 2020-09-28 | HVAC (Heating / Cooling) | Preventive Maintenance
HSEB | HSEB-80139 | Quarterly, Fan Coil Unit | 2020-12-28 | HVAC (Heating / Cooling) | Preventive Maintenance
HSEB | HSEB-80140 | Quarterly, Fan Coil Unit | 2020-12-28 | HVAC (Heating / Cooling) | Preventive Maintenance
HSEB | HSEB-77908 | Quarterly, Fan Coil Unit | 2020-09-28 | HVAC (Heating / Cooling) | Preventive Maintenance
HSEB | HSEB-83834 | Quarterly, Fan Coil Unit | 2021-06-28 | HVAC (Heating / Cooling) | Preventive Maintenance
HSEB | HSEB-81878 | Quarterly, Fan Coil Unit | 2021-03-29 | HVAC (Heating / Cooling) | Preventive Maintenance
HSEB | HSEB-81879 | Quarterly, Fan Coil Unit | 2021-03-29 | HVAC (Heating / Cooling) | Preventive Maintenance
HSEB | HSEB-83835 | Quarterly, Fan Coil Unit | 2021-06-28 | HVAC (Heating / Cooling) | Preventive Maintenance
HSEB | HSEB-77909 | Quarterly, Fan Coil Unit | 2020-09-28 | HVAC (Heating / Cooling) | Preventive Maintenance
HSEB | HSEB-80141 | Quarterly, Fan Coil Unit | 2020-12-28 | HVAC (Heating / Cooling) | Preventive Maintenance
HSEB | HSEB-80142 | Quarterly, Fan Coil Unit | 2020-12-28 | HVAC (Heating / Cooling) | Preventive Maintenance
HSEB | HSEB-77910 | Quarterly, Fan Coil Unit | 2020-09-28 | HVAC (Heating / Cooling) | Preventive Maintenance
HSEB | HSEB-83836 | Quarterly, Fan Coil Unit | 2021-06-28 | HVAC (Heating / Cooling) | Preventive Maintenance
HSEB | HSEB-81880 | Quarterly, Fan Coil Unit | 2021-03-29 | HVAC (Heating / Cooling) | Preventive Maintenance
HSEB | HSEB-81881 | Quarterly, Fan Coil Unit | 2021-03-29 | HVAC (Heating / Cooling) | Preventive Maintenance
HSEB | HSEB-83837 | Quarterly, Fan Coil Unit | 2021-06-28 | HVAC (Heating / Cooling) | Preventive Maintenance
HSEB | HSEB-77911 | Quarterly, Fan Coil Unit | 2020-09-28 | HVAC (Heating / Cooling) | Preventive Maintenance
HSEB | HSEB-80143 | Quarterly, Fan Coil Unit | 2020-12-28 | HVAC (Heating / Cooling) | Preventive Maintenance
HSEB | HSEB-80049 | Quarterly, Air Handler Unit | 2020-12-28 | HVAC (Heating / Cooling) | Preventive Maintenance
HSEB | HSEB-80041 | Annual, Air Handler Unit | 2020-12-28 | HVAC (Heating / Cooling) | Preventive Maintenance
HSEB | HSEB-79642 | Quarterly, Air Handler Unit | 2020-12-01 | HVAC (Heating / Cooling) | Preventive Maintenance
HSEB | HSEB-78267 | Quarterly, Air Handler Unit | 2020-10-01 | HVAC (Heating / Cooling) | Preventive Maintenance
HSEB | HSEB-77859 | Quarterly, Air Handler Unit | 2020-09-28 | HVAC (Heating / Cooling) | Preventive Maintenance
HSEB | HSEB-77050 | Quarterly, Air Handler Unit | 2020-08-31 | HVAC (Heating / Cooling) | Preventive Maintenance
HSEB | HSEB-83332 | Quarterly, Air Handler Unit | 2021-06-01 | HVAC (Heating / Cooling) | Preventive Maintenance
HSEB | HSEB-83785 | Quarterly, Air Handler Unit | 2021-06-28 | HVAC (Heating / Cooling) | Preventive Maintenance
HSEB | HSEB-81816 | Quarterly, Air Handler Unit | 2021-03-29 | HVAC (Heating / Cooling) | Preventive Maintenance
HSEB | HSEB-82115 | Quarterly, Air Handler Unit | 2021-04-01 | HVAC (Heating / Cooling) | Preventive Maintenance
HSEB | HSEB-80853 | Quarterly, Air Handler Unit | 2021-02-01 | HVAC (Heating / Cooling) | Preventive Maintenance
HSEB | HSEB-82010 | Annual, Variable Frequency Drive | 2021-03-29 | Mechanical | Preventive Maintenance
HSEB | HSEB-82011 | Annual, Variable Frequency Drive | 2021-03-29 | Mechanical | Preventive Maintenance
HSEB | HSEB-82012 | Annual, Variable Frequency Drive | 2021-03-29 | Mechanical | Preventive Maintenance
HSEB | HSEB-82116 | Quarterly, Air Handler Unit | 2021-04-01 | HVAC (Heating / Cooling) | Preventive Maintenance
HSEB | HSEB-81817 | Quarterly, Air Handler Unit | 2021-03-29 | HVAC (Heating / Cooling) | Preventive Maintenance
HSEB | HSEB-80854 | Quarterly, Air Handler Unit | 2021-02-01 | HVAC (Heating / Cooling) | Preventive Maintenance
HSEB | HSEB-83786 | Quarterly, Air Handler Unit | 2021-06-28 | HVAC (Heating / Cooling) | Preventive Maintenance
HSEB | HSEB-83333 | Quarterly, Air Handler Unit | 2021-06-01 | HVAC (Heating / Cooling) | Preventive Maintenance
HSEB | HSEB-77051 | Quarterly, Air Handler Unit | 2020-08-31 | HVAC (Heating / Cooling) | Preventive Maintenance
HSEB | HSEB-77860 | Quarterly, Air Handler Unit | 2020-09-28 | HVAC (Heating / Cooling) | Preventive Maintenance
HSEB | HSEB-78268 | Quarterly, Air Handler Unit | 2020-10-01 | HVAC (Heating / Cooling) | Preventive Maintenance
HSEB | HSEB-79643 | Quarterly, Air Handler Unit | 2020-12-01 | HVAC (Heating / Cooling) | Preventive Maintenance
HSEB | HSEB-80042 | Annual, Air Handler Unit | 2020-12-28 | HVAC (Heating / Cooling) | Preventive Maintenance
HSEB | HSEB-80050 | Quarterly, Air Handler Unit | 2020-12-28 | HVAC (Heating / Cooling) | Preventive Maintenance
HSEB | HSEB-80144 | Quarterly, Fan Coil Unit | 2020-12-28 | HVAC (Heating / Cooling) | Preventive Maintenance
HSEB | HSEB-77912 | Quarterly, Fan Coil Unit | 2020-09-28 | HVAC (Heating / Cooling) | Preventive Maintenance
HSEB | HSEB-83838 | Quarterly, Fan Coil Unit | 2021-06-28 | HVAC (Heating / Cooling) | Preventive Maintenance
HSEB | HSEB-81882 | Quarterly, Fan Coil Unit | 2021-03-29 | HVAC (Heating / Cooling) | Preventive Maintenance
HSEB | HSEB-81883 | Quarterly, Fan Coil Unit | 2021-03-29 | HVAC (Heating / Cooling) | Preventive Maintenance
HSEB | HSEB-83839 | Quarterly, Fan Coil Unit | 2021-06-28 | HVAC (Heating / Cooling) | Preventive Maintenance
HSEB | HSEB-77913 | Quarterly, Fan Coil Unit | 2020-09-28 | HVAC (Heating / Cooling) | Preventive Maintenance
HSEB | HSEB-80145 | Quarterly, Fan Coil Unit | 2020-12-28 | HVAC (Heating / Cooling) | Preventive Maintenance
HSEB | HSEB-80146 | Quarterly, Fan Coil Unit | 2020-12-28 | HVAC (Heating / Cooling) | Preventive Maintenance
HSEB | HSEB-77914 | Quarterly, Fan Coil Unit | 2020-09-28 | HVAC (Heating / Cooling) | Preventive Maintenance
HSEB | HSEB-83840 | Quarterly, Fan Coil Unit | 2021-06-28 | HVAC (Heating / Cooling) | Preventive Maintenance
HSEB | HSEB-81884 | Quarterly, Fan Coil Unit | 2021-03-29 | HVAC (Heating / Cooling) | Preventive Maintenance
HSEB | HSEB-81885 | Quarterly, Fan Coil Unit | 2021-03-29 | HVAC (Heating / Cooling) | Preventive Maintenance
HSEB | HSEB-83841 | Quarterly, Fan Coil Unit | 2021-06-28 | HVAC (Heating / Cooling) | Preventive Maintenance
HSEB | HSEB-77915 | Quarterly, Fan Coil Unit | 2020-09-28 | HVAC (Heating / Cooling) | Preventive Maintenance
HSEB | HSEB-80147 | Quarterly, Fan Coil Unit | 2020-12-28 | HVAC (Heating / Cooling) | Preventive Maintenance
HSEB | HSEB-80051 | Quarterly, Air Handler Unit | 2020-12-28 | HVAC (Heating / Cooling) | Preventive Maintenance
HSEB | HSEB-80043 | Annual, Air Handler Unit | 2020-12-28 | HVAC (Heating / Cooling) | Preventive Maintenance
HSEB | HSEB-79644 | Quarterly, Air Handler Unit | 2020-12-01 | HVAC (Heating / Cooling) | Preventive Maintenance
HSEB | HSEB-78269 | Quarterly, Air Handler Unit | 2020-10-01 | HVAC (Heating / Cooling) | Preventive Maintenance
HSEB | HSEB-77861 | Quarterly, Air Handler Unit | 2020-09-28 | HVAC (Heating / Cooling) | Preventive Maintenance
HSEB | HSEB-77052 | Quarterly, Air Handler Unit | 2020-08-31 | HVAC (Heating / Cooling) | Preventive Maintenance
HSEB | HSEB-83334 | Quarterly, Air Handler Unit | 2021-06-01 | HVAC (Heating / Cooling) | Preventive Maintenance
HSEB | HSEB-83787 | Quarterly, Air Handler Unit | 2021-06-28 | HVAC (Heating / Cooling) | Preventive Maintenance
HSEB | HSEB-81818 | Quarterly, Air Handler Unit | 2021-03-29 | HVAC (Heating / Cooling) | Preventive Maintenance
HSEB | HSEB-82117 | Quarterly, Air Handler Unit | 2021-04-01 | HVAC (Heating / Cooling) | Preventive Maintenance
HSEB | HSEB-80855 | Quarterly, Air Handler Unit | 2021-02-01 | HVAC (Heating / Cooling) | Preventive Maintenance
HSEB | HSEB-81886 | Quarterly, Fan Coil Unit | 2021-03-29 | HVAC (Heating / Cooling) | Preventive Maintenance
HSEB | HSEB-83842 | Quarterly, Fan Coil Unit | 2021-06-28 | HVAC (Heating / Cooling) | Preventive Maintenance
HSEB | HSEB-77916 | Quarterly, Fan Coil Unit | 2020-09-28 | HVAC (Heating / Cooling) | Preventive Maintenance
HSEB | HSEB-80148 | Quarterly, Fan Coil Unit | 2020-12-28 | HVAC (Heating / Cooling) | Preventive Maintenance
HSEB | HSEB-80149 | Quarterly, Fan Coil Unit | 2020-12-28 | HVAC (Heating / Cooling) | Preventive Maintenance
HSEB | HSEB-77917 | Quarterly, Fan Coil Unit | 2020-09-28 | HVAC (Heating / Cooling) | Preventive Maintenance
HSEB | HSEB-83843 | Quarterly, Fan Coil Unit | 2021-06-28 | HVAC (Heating / Cooling) | Preventive Maintenance
HSEB | HSEB-81887 | Quarterly, Fan Coil Unit | 2021-03-29 | HVAC (Heating / Cooling) | Preventive Maintenance
HSEB | HSEB-81888 | Quarterly, Fan Coil Unit | 2021-03-29 | HVAC (Heating / Cooling) | Preventive Maintenance
HSEB | HSEB-83844 | Quarterly, Fan Coil Unit | 2021-06-28 | HVAC (Heating / Cooling) | Preventive Maintenance
HSEB | HSEB-77918 | Quarterly, Fan Coil Unit | 2020-09-28 | HVAC (Heating / Cooling) | Preventive Maintenance
HSEB | HSEB-80150 | Quarterly, Fan Coil Unit | 2020-12-28 | HVAC (Heating / Cooling) | Preventive Maintenance
HSEB | HSEB-80151 | Quarterly, Fan Coil Unit | 2020-12-28 | HVAC (Heating / Cooling) | Preventive Maintenance
HSEB | HSEB-77919 | Quarterly, Fan Coil Unit | 2020-09-28 | HVAC (Heating / Cooling) | Preventive Maintenance
HSEB | HSEB-83845 | Quarterly, Fan Coil Unit | 2021-06-28 | HVAC (Heating / Cooling) | Preventive Maintenance
HSEB | HSEB-81889 | Quarterly, Fan Coil Unit | 2021-03-29 | HVAC (Heating / Cooling) | Preventive Maintenance
HSEB | HSEB-82013 | Annual, Variable Frequency Drive | 2021-03-29 | Mechanical | Preventive Maintenance
HSEB | HSEB-82014 | Annual, Variable Frequency Drive | 2021-03-29 | Mechanical | Preventive Maintenance
HSEB | HSEB-82015 | Annual, Variable Frequency Drive | 2021-03-29 | Mechanical | Preventive Maintenance
HSEB | HSEB-82016 | Annual, Variable Frequency Drive | 2021-03-29 | Mechanical | Preventive Maintenance
HSEB | HSEB-82017 | Annual, Variable Frequency Drive | 2021-03-29 | Mechanical | Preventive Maintenance
HSEB | HSEB-82018 | Annual, Variable Frequency Drive | 2021-03-29 | Mechanical | Preventive Maintenance
HSEB | HSEB-82019 | Annual, Variable Frequency Drive | 2021-03-29 | Mechanical | Preventive Maintenance
HSEB | HSEB-82020 | Annual, Variable Frequency Drive | 2021-03-29 | Mechanical | Preventive Maintenance
HSEB | HSEB-82021 | Annual, Variable Frequency Drive | 2021-03-29 | Mechanical | Preventive Maintenance
HSEB | HSEB-82022 | Annual, Variable Frequency Drive | 2021-03-29 | Mechanical | Preventive Maintenance
HSEB | HSEB-82023 | Annual, Variable Frequency Drive | 2021-03-29 | Mechanical | Preventive Maintenance
HSEB | HSEB-81940 | Quarterly, Expansion Tank | 2021-03-29 | Mechanical | Preventive Maintenance
HSEB | HSEB-83899 | Quarterly, Expansion Tank | 2021-06-28 | Mechanical | Preventive Maintenance
HSEB | HSEB-77969 | Quarterly, Expansion Tank | 2020-09-28 | Mechanical | Preventive Maintenance
HSEB | HSEB-80204 | Quarterly, Expansion Tank | 2020-12-28 | HVAC (Heating / Cooling) | Preventive Maintenance
HSEB | HSEB-80152 | Quarterly, Fan Coil Unit | 2020-12-28 | HVAC (Heating / Cooling) | Preventive Maintenance
HSEB | HSEB-77920 | Quarterly, Fan Coil Unit | 2020-09-28 | HVAC (Heating / Cooling) | Preventive Maintenance
HSEB | HSEB-83846 | Quarterly, Fan Coil Unit | 2021-06-28 | HVAC (Heating / Cooling) | Preventive Maintenance
HSEB | HSEB-81890 | Quarterly, Fan Coil Unit | 2021-03-29 | HVAC (Heating / Cooling) | Preventive Maintenance
HSEB | HSEB-80241 | Annual, Water Heater, Domestic Gas | 2020-12-28 | Plumbing | Preventive Maintenance
HSEB | HSEB-80242 | Annual, Water Heater, Domestic Gas | 2020-12-28 | HVAC (Heating / Cooling) | Preventive Maintenance
HSEB | HSEB-83891 | Semi-Annual, Circulating Pump | 2021-06-28 | Mechanical | Preventive Maintenance
HSEB | HSEB-80197 | Semi-Annual, Circulating Pump | 2020-12-28 | HVAC (Heating / Cooling) | Preventive Maintenance
HSEB | HSEB-76244 | Annual, Back Flow Preventer | 2020-07-31 | Plumbing | Preventive Maintenance
HSEB | HSEB-84001 | Annual, Back Flow Preventer | 2021-07-01 | Plumbing | Preventive Maintenance
HSEB | HSEB-83847 | Quarterly, Fan Coil Unit | 2021-06-28 | HVAC (Heating / Cooling) | Preventive Maintenance
HSEB | HSEB-81891 | Quarterly, Fan Coil Unit | 2021-03-29 | HVAC (Heating / Cooling) | Preventive Maintenance
HSEB | HSEB-77921 | Quarterly, Fan Coil Unit | 2020-09-28 | HVAC (Heating / Cooling) | Preventive Maintenance
HSEB | HSEB-80153 | Quarterly, Fan Coil Unit | 2020-12-28 | HVAC (Heating / Cooling) | Preventive Maintenance
HSEB | HSEB-80154 | Quarterly, Fan Coil Unit | 2020-12-28 | HVAC (Heating / Cooling) | Preventive Maintenance
HSEB | HSEB-77922 | Quarterly, Fan Coil Unit | 2020-09-28 | HVAC (Heating / Cooling) | Preventive Maintenance
HSEB | HSEB-81892 | Quarterly, Fan Coil Unit | 2021-03-29 | HVAC (Heating / Cooling) | Preventive Maintenance
HSEB | HSEB-83848 | Quarterly, Fan Coil Unit | 2021-06-28 | HVAC (Heating / Cooling) | Preventive Maintenance
HSEB | HSEB-83849 | Quarterly, Fan Coil Unit | 2021-06-28 | HVAC (Heating / Cooling) | Preventive Maintenance
HSEB | HSEB-81893 | Quarterly, Fan Coil Unit | 2021-03-29 | HVAC (Heating / Cooling) | Preventive Maintenance
HSEB | HSEB-77923 | Quarterly, Fan Coil Unit | 2020-09-28 | HVAC (Heating / Cooling) | Preventive Maintenance
HSEB | HSEB-80155 | Quarterly, Fan Coil Unit | 2020-12-28 | HVAC (Heating / Cooling) | Preventive Maintenance
HSEB | HSEB-79959 | Weekly, Mechanical Rooms | 2020-12-04 | Miscellaneous | Preventive Maintenance
HSEB | HSEB-79590 | Weekly, Mechanical Rooms | 2020-11-06 | Miscellaneous | Preventive Maintenance
HSEB | HSEB-79690 | Weekly, Mechanical Rooms | 2020-11-13 | Miscellaneous | Preventive Maintenance
HSEB | HSEB-79886 | Weekly, Mechanical Rooms | 2020-11-27 | Miscellaneous | Preventive Maintenance
HSEB | HSEB-79786 | Weekly, Mechanical Rooms | 2020-11-20 | Miscellaneous | Preventive Maintenance
HSEB | HSEB-79132 | Weekly, Mechanical Rooms | 2020-10-23 | Miscellaneous | Preventive Maintenance
HSEB | HSEB-79217 | Weekly, Mechanical Rooms | 2020-10-30 | Miscellaneous | Preventive Maintenance
HSEB | HSEB-78846 | Weekly, Mechanical Rooms | 2020-10-09 | Miscellaneous | Preventive Maintenance
HSEB | HSEB-79001 | Weekly, Mechanical Rooms | 2020-10-16 | Miscellaneous | Preventive Maintenance
HSEB | HSEB-78456 | Weekly, Mechanical Rooms | 2020-09-25 | Miscellaneous | Preventive Maintenance
HSEB | HSEB-78376 | Weekly, Mechanical Rooms | 2020-09-18 | Miscellaneous | Preventive Maintenance
HSEB | HSEB-78542 | Weekly, Mechanical Rooms | 2020-10-02 | Miscellaneous | Preventive Maintenance
HSEB | HSEB-77789 | Weekly, Mechanical Rooms | 2020-09-04 | Miscellaneous | Preventive Maintenance
HSEB | HSEB-77353 | Weekly, Mechanical Rooms | 2020-08-07 | CC - HVAC MONITOR | Preventive Maintenance
HSEB | HSEB-77437 | Weekly, Mechanical Rooms | 2020-08-14 | Miscellaneous | Preventive Maintenance
HSEB | HSEB-77533 | Weekly, Mechanical Rooms | 2020-08-21 | Miscellaneous | Preventive Maintenance
HSEB | HSEB-77659 | Weekly, Mechanical Rooms | 2020-08-28 | Miscellaneous | Preventive Maintenance
HSEB | HSEB-78289 | Weekly, Mechanical Rooms | 2020-09-11 | Miscellaneous | Preventive Maintenance
HSEB | HSEB-76545 | Weekly, Mechanical Rooms | 2020-07-03 | Miscellaneous | Preventive Maintenance
HSEB | HSEB-76926 | Weekly, Mechanical Rooms | 2020-07-24 | Miscellaneous | Preventive Maintenance
HSEB | HSEB-77003 | Weekly, Mechanical Rooms | 2020-07-31 | Miscellaneous | Preventive Maintenance
HSEB | HSEB-76840 | Weekly, Mechanical Rooms | 2020-07-17 | Miscellaneous | Preventive Maintenance
HSEB | HSEB-76747 | Weekly, Mechanical Rooms | 2020-07-10 | Miscellaneous | Preventive Maintenance
HSEB | HSEB-81858 | Weekly, Mechanical Rooms | 2021-03-05 | Miscellaneous | Preventive Maintenance
HSEB | HSEB-82138 | Weekly, Mechanical Rooms | 2021-03-12 | Miscellaneous | Preventive Maintenance
HSEB | HSEB-81269 | Weekly, Mechanical Rooms | 2021-02-05 | Miscellaneous | Preventive Maintenance
HSEB | HSEB-81678 | Weekly, Mechanical Rooms | 2021-02-26 | Miscellaneous | Preventive Maintenance
HSEB | HSEB-81592 | Weekly, Mechanical Rooms | 2021-02-19 | Miscellaneous | Preventive Maintenance
HSEB | HSEB-81517 | Weekly, Mechanical Rooms | 2021-02-12 | Miscellaneous | Preventive Maintenance
HSEB | HSEB-80346 | Weekly, Mechanical Rooms | 2020-12-11 | Miscellaneous | Preventive Maintenance
HSEB | HSEB-80340 | Annual Roof Inspection | 2020-12-09 | Preventive Maintenance | Preventive Maintenance
HSEB | HSEB-80443 | Weekly, Mechanical Rooms | 2020-12-18 | Miscellaneous | Preventive Maintenance
HSEB | HSEB-80526 | Weekly, Mechanical Rooms | 2020-12-25 | Miscellaneous | Preventive Maintenance
HSEB | HSEB-80582 | Weekly, Mechanical Rooms | 2021-01-01 | Miscellaneous | Preventive Maintenance
HSEB | HSEB-80936 | Weekly, Mechanical Rooms | 2021-01-15 | Miscellaneous | Preventive Maintenance
HSEB | HSEB-81029 | Weekly, Mechanical Rooms | 2021-01-22 | Miscellaneous | Preventive Maintenance
HSEB | HSEB-80803 | Weekly, Mechanical Rooms | 2021-01-08 | Miscellaneous | Preventive Maintenance
HSEB | HSEB-81092 | Weekly, Mechanical Rooms | 2021-01-29 | Miscellaneous | Preventive Maintenance
HSEB | HSEB-83738 | Weekly, Mechanical Rooms | 2021-06-04 | Miscellaneous | Preventive Maintenance
HSEB | HSEB-83281 | Weekly, Mechanical Rooms | 2021-05-07 | Miscellaneous | Preventive Maintenance
HSEB | HSEB-83601 | Weekly, Mechanical Rooms | 2021-05-28 | Miscellaneous | Preventive Maintenance
HSEB | HSEB-83388 | Weekly, Mechanical Rooms | 2021-05-14 | Miscellaneous | Preventive Maintenance
HSEB | HSEB-83493 | Weekly, Mechanical Rooms | 2021-05-21 | Miscellaneous | Preventive Maintenance
HSEB | HSEB-84107 | Weekly, Mechanical Rooms | 2021-06-11 | Miscellaneous | Preventive Maintenance
HSEB | HSEB-84200 | Weekly, Mechanical Rooms | 2021-06-18 | Miscellaneous | Preventive Maintenance
HSEB | HSEB-84301 | Weekly, Mechanical Rooms | 2021-06-25 | Miscellaneous | Preventive Maintenance
HSEB | HSEB-82814 | Weekly, Mechanical Rooms | 2021-04-23 | Miscellaneous | Preventive Maintenance
HSEB | HSEB-82920 | Weekly, Mechanical Rooms | 2021-04-30 | Miscellaneous | Preventive Maintenance
HSEB | HSEB-82723 | Weekly, Mechanical Rooms | 2021-04-16 | Miscellaneous | Preventive Maintenance
HSEB | HSEB-82645 | Weekly, Mechanical Rooms | 2021-04-09 | Miscellaneous | Preventive Maintenance
HSEB | HSEB-82239 | Weekly, Mechanical Rooms | 2021-03-19 | Miscellaneous | Preventive Maintenance
HSEB | HSEB-82309 | Weekly, Mechanical Rooms | 2021-03-26 | Miscellaneous | Preventive Maintenance
HSEB | HSEB-82398 | Weekly, Mechanical Rooms | 2021-04-02 | Miscellaneous | Preventive Maintenance
HSEB | HSEB-83798 | Quarterly, Exhaust Fan | 2021-06-28 | HVAC (Heating / Cooling) | Preventive Maintenance
HSEB | HSEB-81836 | Quarterly, Exhaust Fan | 2021-03-29 | HVAC (Heating / Cooling) | Preventive Maintenance
HSEB | HSEB-77872 | Quarterly, Exhaust Fan | 2020-09-28 | HVAC (Heating / Cooling) | Preventive Maintenance
HSEB | HSEB-80062 | Annual, Exhaust Fan | 2020-12-28 | HVAC (Heating / Cooling) | Preventive Maintenance
HSEB | HSEB-80072 | Quarterly, Exhaust Fan | 2020-12-28 | HVAC (Heating / Cooling) | Preventive Maintenance
HSEB | HSEB-80073 | Quarterly, Exhaust Fan | 2020-12-28 | HVAC (Heating / Cooling) | Preventive Maintenance
HSEB | HSEB-80063 | Annual, Exhaust Fan | 2020-12-28 | HVAC (Heating / Cooling) | Preventive Maintenance
HSEB | HSEB-77873 | Quarterly, Exhaust Fan | 2020-09-28 | HVAC (Heating / Cooling) | Preventive Maintenance
HSEB | HSEB-81837 | Quarterly, Exhaust Fan | 2021-03-29 | HVAC (Heating / Cooling) | Preventive Maintenance
HSEB | HSEB-83799 | Quarterly, Exhaust Fan | 2021-06-28 | HVAC (Heating / Cooling) | Preventive Maintenance
HSEB | HSEB-83800 | Quarterly, Exhaust Fan | 2021-06-28 | HVAC (Heating / Cooling) | Preventive Maintenance
HSEB | HSEB-81838 | Quarterly, Exhaust Fan | 2021-03-29 | HVAC (Heating / Cooling) | Preventive Maintenance
HSEB | HSEB-77874 | Quarterly, Exhaust Fan | 2020-09-28 | HVAC (Heating / Cooling) | Preventive Maintenance
HSEB | HSEB-80064 | Annual, Exhaust Fan | 2020-12-28 | HVAC (Heating / Cooling) | Preventive Maintenance
HSEB | HSEB-80074 | Quarterly, Exhaust Fan | 2020-12-28 | HVAC (Heating / Cooling) | Preventive Maintenance
HSEB | HSEB-80075 | Quarterly, Exhaust Fan | 2020-12-28 | HVAC (Heating / Cooling) | Preventive Maintenance
HSEB | HSEB-80065 | Annual, Exhaust Fan | 2020-12-28 | HVAC (Heating / Cooling) | Preventive Maintenance
HSEB | HSEB-77875 | Quarterly, Exhaust Fan | 2020-09-28 | HVAC (Heating / Cooling) | Preventive Maintenance
HSEB | HSEB-81839 | Quarterly, Exhaust Fan | 2021-03-29 | HVAC (Heating / Cooling) | Preventive Maintenance
HSEB | HSEB-83801 | Quarterly, Exhaust Fan | 2021-06-28 | HVAC (Heating / Cooling) | Preventive Maintenance
HSEB | HSEB-83802 | Quarterly, Exhaust Fan | 2021-06-28 | HVAC (Heating / Cooling) | Preventive Maintenance
HSEB | HSEB-81840 | Quarterly, Exhaust Fan | 2021-03-29 | HVAC (Heating / Cooling) | Preventive Maintenance
HSEB | HSEB-77876 | Quarterly, Exhaust Fan | 2020-09-28 | HVAC (Heating / Cooling) | Preventive Maintenance
HSEB | HSEB-80066 | Annual, Exhaust Fan | 2020-12-28 | HVAC (Heating / Cooling) | Preventive Maintenance
HSEB | HSEB-80076 | Quarterly, Exhaust Fan | 2020-12-28 | HVAC (Heating / Cooling) | Preventive Maintenance
HSEB | HSEB-80201 | Semi-Annual, Condensing Unit | 2020-12-28 | HVAC (Heating / Cooling) | Preventive Maintenance
HSEB | HSEB-83895 | Semi-Annual, Condensing Unit | 2021-06-28 | HVAC (Heating / Cooling) | Preventive Maintenance
HSEB | HSEB-83896 | Semi-Annual, Condensing Unit | 2021-06-28 | HVAC (Heating / Cooling) | Preventive Maintenance
HSEB | HSEB-80202 | Semi-Annual, Condensing Unit | 2020-12-28 | HVAC (Heating / Cooling) | Preventive Maintenance
HSEB | HSEB-80061 | Annual, Exhaust Fan | 2020-12-28 | HVAC (Heating / Cooling) | Preventive Maintenance
HSEB | HSEB-80077 | Quarterly, Exhaust Fan | 2020-12-28 | HVAC (Heating / Cooling) | Preventive Maintenance
HSEB | HSEB-77877 | Quarterly, Exhaust Fan | 2020-09-28 | HVAC (Heating / Cooling) | Preventive Maintenance
HSEB | HSEB-83803 | Quarterly, Exhaust Fan | 2021-06-28 | HVAC (Heating / Cooling) | Preventive Maintenance
HSEB | HSEB-81841 | Quarterly, Exhaust Fan | 2021-03-29 | HVAC (Heating / Cooling) | Preventive Maintenance
HSEB | HSEB-81819 | Quarterly, Air Handler Unit | 2021-03-29 | HVAC (Heating / Cooling) | Preventive Maintenance
HSEB | HSEB-82118 | Quarterly, Air Handler Unit | 2021-04-01 | HVAC (Heating / Cooling) | Preventive Maintenance
HSEB | HSEB-80856 | Quarterly, Air Handler Unit | 2021-02-01 | HVAC (Heating / Cooling) | Preventive Maintenance
HSEB | HSEB-83788 | Quarterly, Air Handler Unit | 2021-06-28 | HVAC (Heating / Cooling) | Preventive Maintenance
HSEB | HSEB-83335 | Quarterly, Air Handler Unit | 2021-06-01 | HVAC (Heating / Cooling) | Preventive Maintenance
HSEB | HSEB-77862 | Quarterly, Air Handler Unit | 2020-09-28 | HVAC (Heating / Cooling) | Preventive Maintenance
HSEB | HSEB-78270 | Quarterly, Air Handler Unit | 2020-10-01 | HVAC (Heating / Cooling) | Preventive Maintenance
HSEB | HSEB-77053 | Quarterly, Air Handler Unit | 2020-08-31 | HVAC (Heating / Cooling) | Preventive Maintenance
HSEB | HSEB-80052 | Quarterly, Air Handler Unit | 2020-12-28 | HVAC (Heating / Cooling) | Preventive Maintenance
HSEB | HSEB-80044 | Annual, Air Handler Unit | 2020-12-28 | HVAC (Heating / Cooling) | Preventive Maintenance
HSEB | HSEB-79645 | Quarterly, Air Handler Unit | 2020-12-01 | HVAC (Heating / Cooling) | Preventive Maintenance
HSEB | HSEB-79403 | Quarterly, Exhaust Fan | 2020-11-30 | HVAC (Heating / Cooling) | Preventive Maintenance
HSEB | HSEB-79926 | Annual, Exhaust Fan | 2020-11-30 | HVAC (Heating / Cooling) | Preventive Maintenance
HSEB | HSEB-77167 | Quarterly, Exhaust Fan | 2020-08-28 | HVAC (Heating / Cooling) | Preventive Maintenance
HSEB | HSEB-83082 | Quarterly, Exhaust Fan | 2021-05-28 | HVAC (Heating / Cooling) | Preventive Maintenance
HSEB | HSEB-81242 | Quarterly, Exhaust Fan | 2021-03-01 | HVAC (Heating / Cooling) | Preventive Maintenance
HSEB | HSEB-81243 | Quarterly, Exhaust Fan | 2021-03-01 | HVAC (Heating / Cooling) | Preventive Maintenance
HSEB | HSEB-83083 | Quarterly, Exhaust Fan | 2021-05-28 | HVAC (Heating / Cooling) | Preventive Maintenance
HSEB | HSEB-77168 | Quarterly, Exhaust Fan | 2020-08-28 | HVAC (Heating / Cooling) | Preventive Maintenance
HSEB | HSEB-79927 | Annual, Exhaust Fan | 2020-11-30 | HVAC (Heating / Cooling) | Preventive Maintenance
HSEB | HSEB-79404 | Quarterly, Exhaust Fan | 2020-11-30 | HVAC (Heating / Cooling) | Preventive Maintenance
HSEB | HSEB-79646 | Quarterly, Air Handler Unit | 2020-12-01 | HVAC (Heating / Cooling) | Preventive Maintenance
HSEB | HSEB-80045 | Annual, Air Handler Unit | 2020-12-28 | HVAC (Heating / Cooling) | Preventive Maintenance
HSEB | HSEB-80053 | Quarterly, Air Handler Unit | 2020-12-28 | HVAC (Heating / Cooling) | Preventive Maintenance
HSEB | HSEB-77054 | Quarterly, Air Handler Unit | 2020-08-31 | HVAC (Heating / Cooling) | Preventive Maintenance
HSEB | HSEB-78271 | Quarterly, Air Handler Unit | 2020-10-01 | HVAC (Heating / Cooling) | Preventive Maintenance
HSEB | HSEB-77863 | Quarterly, Air Handler Unit | 2020-09-28 | HVAC (Heating / Cooling) | Preventive Maintenance
HSEB | HSEB-83336 | Quarterly, Air Handler Unit | 2021-06-01 | HVAC (Heating / Cooling) | Preventive Maintenance
HSEB | HSEB-83789 | Quarterly, Air Handler Unit | 2021-06-28 | HVAC (Heating / Cooling) | Preventive Maintenance
HSEB | HSEB-80857 | Quarterly, Air Handler Unit | 2021-02-01 | HVAC (Heating / Cooling) | Preventive Maintenance
HSEB | HSEB-82119 | Quarterly, Air Handler Unit | 2021-04-01 | HVAC (Heating / Cooling) | Preventive Maintenance
HSEB | HSEB-81820 | Quarterly, Air Handler Unit | 2021-03-29 | HVAC (Heating / Cooling) | Preventive Maintenance
HSEB | HSEB-81894 | Quarterly, Fan Coil Unit | 2021-03-29 | HVAC (Heating / Cooling) | Preventive Maintenance
HSEB | HSEB-83850 | Quarterly, Fan Coil Unit | 2021-06-28 | HVAC (Heating / Cooling) | Preventive Maintenance
HSEB | HSEB-77924 | Quarterly, Fan Coil Unit | 2020-09-28 | HVAC (Heating / Cooling) | Preventive Maintenance
HSEB | HSEB-80156 | Quarterly, Fan Coil Unit | 2020-12-28 | HVAC (Heating / Cooling) | Preventive Maintenance
HSEB | HSEB-80157 | Quarterly, Fan Coil Unit | 2020-12-28 | HVAC (Heating / Cooling) | Preventive Maintenance
HSEB | HSEB-77925 | Quarterly, Fan Coil Unit | 2020-09-28 | HVAC (Heating / Cooling) | Preventive Maintenance
HSEB | HSEB-83851 | Quarterly, Fan Coil Unit | 2021-06-28 | HVAC (Heating / Cooling) | Preventive Maintenance
HSEB | HSEB-81895 | Quarterly, Fan Coil Unit | 2021-03-29 | HVAC (Heating / Cooling) | Preventive Maintenance
HSEB | HSEB-81896 | Quarterly, Fan Coil Unit | 2021-03-29 | HVAC (Heating / Cooling) | Preventive Maintenance
HSEB | HSEB-83852 | Quarterly, Fan Coil Unit | 2021-06-28 | HVAC (Heating / Cooling) | Preventive Maintenance
HSEB | HSEB-77926 | Quarterly, Fan Coil Unit | 2020-09-28 | HVAC (Heating / Cooling) | Preventive Maintenance
HSEB | HSEB-80158 | Quarterly, Fan Coil Unit | 2020-12-28 | HVAC (Heating / Cooling) | Preventive Maintenance
HSEB | HSEB-80159 | Quarterly, Fan Coil Unit | 2020-12-28 | HVAC (Heating / Cooling) | Preventive Maintenance
HSEB | HSEB-77927 | Quarterly, Fan Coil Unit | 2020-09-28 | HVAC (Heating / Cooling) | Preventive Maintenance
HSEB | HSEB-83853 | Quarterly, Fan Coil Unit | 2021-06-28 | HVAC (Heating / Cooling) | Preventive Maintenance
HSEB | HSEB-81897 | Quarterly, Fan Coil Unit | 2021-03-29 | HVAC (Heating / Cooling) | Preventive Maintenance
HSEB | HSEB-81898 | Quarterly, Fan Coil Unit | 2021-03-29 | HVAC (Heating / Cooling) | Preventive Maintenance
HSEB | HSEB-83854 | Quarterly, Fan Coil Unit | 2021-06-28 | HVAC (Heating / Cooling) | Preventive Maintenance
HSEB | HSEB-77928 | Quarterly, Fan Coil Unit | 2020-09-28 | HVAC (Heating / Cooling) | Preventive Maintenance
HSEB | HSEB-80160 | Quarterly, Fan Coil Unit | 2020-12-28 | HVAC (Heating / Cooling) | Preventive Maintenance
HSEB | HSEB-80198 | Quarterly, Booster Pump | 2020-12-28 | HVAC (Heating / Cooling) | Preventive Maintenance
HSEB | HSEB-77965 | Quarterly, Booster Pump | 2020-09-28 | Mechanical | Preventive Maintenance
HSEB | HSEB-83892 | Quarterly, Booster Pump | 2021-06-28 | Mechanical | Preventive Maintenance
HSEB | HSEB-81935 | Quarterly, Booster Pump | 2021-03-29 | Mechanical | Preventive Maintenance
HSEB | HSEB-81936 | Quarterly, Booster Pump | 2021-03-29 | Mechanical | Preventive Maintenance
HSEB | HSEB-83893 | Quarterly, Booster Pump | 2021-06-28 | Mechanical | Preventive Maintenance
HSEB | HSEB-77966 | Quarterly, Booster Pump | 2020-09-28 | Mechanical | Preventive Maintenance
HSEB | HSEB-80199 | Quarterly, Booster Pump | 2020-12-28 | HVAC (Heating / Cooling) | Preventive Maintenance
HSEB | HSEB-80200 | Quarterly, Booster Pump | 2020-12-28 | HVAC (Heating / Cooling) | Preventive Maintenance
HSEB | HSEB-77967 | Quarterly, Booster Pump | 2020-09-28 | Mechanical | Preventive Maintenance
HSEB | HSEB-83894 | Quarterly, Booster Pump | 2021-06-28 | Mechanical | Preventive Maintenance
HSEB | HSEB-81937 | Quarterly, Booster Pump | 2021-03-29 | Mechanical | Preventive Maintenance
HSEB | HSEB-81821 | Quarterly, Air Handler Unit | 2021-03-29 | HVAC (Heating / Cooling) | Preventive Maintenance
HSEB | HSEB-82120 | Quarterly, Air Handler Unit | 2021-04-01 | HVAC (Heating / Cooling) | Preventive Maintenance
HSEB | HSEB-80858 | Quarterly, Air Handler Unit | 2021-02-01 | HVAC (Heating / Cooling) | Preventive Maintenance
HSEB | HSEB-83790 | Quarterly, Air Handler Unit | 2021-06-28 | HVAC (Heating / Cooling) | Preventive Maintenance
HSEB | HSEB-83337 | Quarterly, Air Handler Unit | 2021-06-01 | HVAC (Heating / Cooling) | Preventive Maintenance
HSEB | HSEB-77864 | Quarterly, Air Handler Unit | 2020-09-28 | HVAC (Heating / Cooling) | Preventive Maintenance
HSEB | HSEB-78272 | Quarterly, Air Handler Unit | 2020-10-01 | HVAC (Heating / Cooling) | Preventive Maintenance
HSEB | HSEB-77055 | Quarterly, Air Handler Unit | 2020-08-31 | HVAC (Heating / Cooling) | Preventive Maintenance
HSEB | HSEB-80054 | Quarterly, Air Handler Unit | 2020-12-28 | HVAC (Heating / Cooling) | Preventive Maintenance
HSEB | HSEB-80046 | Annual, Air Handler Unit | 2020-12-28 | HVAC (Heating / Cooling) | Preventive Maintenance
HSEB | HSEB-79647 | Quarterly, Air Handler Unit | 2020-12-01 | HVAC (Heating / Cooling) | Preventive Maintenance
HSEB | HSEB-80161 | Quarterly, Fan Coil Unit | 2020-12-28 | HVAC (Heating / Cooling) | Preventive Maintenance
HSEB | HSEB-77929 | Quarterly, Fan Coil Unit | 2020-09-28 | HVAC (Heating / Cooling) | Preventive Maintenance
HSEB | HSEB-83855 | Quarterly, Fan Coil Unit | 2021-06-28 | HVAC (Heating / Cooling) | Preventive Maintenance
HSEB | HSEB-81899 | Quarterly, Fan Coil Unit | 2021-03-29 | HVAC (Heating / Cooling) | Preventive Maintenance
HSEB | HSEB-81822 | Quarterly, Air Handler Unit | 2021-03-29 | HVAC (Heating / Cooling) | Preventive Maintenance
HSEB | HSEB-82121 | Quarterly, Air Handler Unit | 2021-04-01 | HVAC (Heating / Cooling) | Preventive Maintenance
HSEB | HSEB-80859 | Quarterly, Air Handler Unit | 2021-02-01 | HVAC (Heating / Cooling) | Preventive Maintenance
HSEB | HSEB-83338 | Quarterly, Air Handler Unit | 2021-06-01 | HVAC (Heating / Cooling) | Preventive Maintenance
HSEB | HSEB-83791 | Quarterly, Air Handler Unit | 2021-06-28 | HVAC (Heating / Cooling) | Preventive Maintenance
HSEB | HSEB-78273 | Quarterly, Air Handler Unit | 2020-10-01 | HVAC (Heating / Cooling) | Preventive Maintenance
HSEB | HSEB-77865 | Quarterly, Air Handler Unit | 2020-09-28 | HVAC (Heating / Cooling) | Preventive Maintenance
HSEB | HSEB-77056 | Quarterly, Air Handler Unit | 2020-08-31 | HVAC (Heating / Cooling) | Preventive Maintenance
HSEB | HSEB-80039 | Annual, Air Handler Unit | 2020-12-28 | HVAC (Heating / Cooling) | Preventive Maintenance
HSEB | HSEB-80055 | Quarterly, Air Handler Unit | 2020-12-28 | HVAC (Heating / Cooling) | Preventive Maintenance
HSEB | HSEB-79648 | Quarterly, Air Handler Unit | 2020-12-01 | HVAC (Heating / Cooling) | Preventive Maintenance
HSEB | HSEB-79405 | Quarterly, Exhaust Fan | 2020-11-30 | HVAC (Heating / Cooling) | Preventive Maintenance
HSEB | HSEB-79928 | Annual, Exhaust Fan | 2020-11-30 | HVAC (Heating / Cooling) | Preventive Maintenance
HSEB | HSEB-77169 | Quarterly, Exhaust Fan | 2020-08-28 | HVAC (Heating / Cooling) | Preventive Maintenance
HSEB | HSEB-83084 | Quarterly, Exhaust Fan | 2021-05-28 | HVAC (Heating / Cooling) | Preventive Maintenance
HSEB | HSEB-81244 | Quarterly, Exhaust Fan | 2021-03-01 | HVAC (Heating / Cooling) | Preventive Maintenance
HSEB | HSEB-81245 | Quarterly, Exhaust Fan | 2021-03-01 | HVAC (Heating / Cooling) | Preventive Maintenance
HSEB | HSEB-83085 | Quarterly, Exhaust Fan | 2021-05-28 | HVAC (Heating / Cooling) | Preventive Maintenance
HSEB | HSEB-77170 | Quarterly, Exhaust Fan | 2020-08-28 | HVAC (Heating / Cooling) | Preventive Maintenance
HSEB | HSEB-79929 | Annual, Exhaust Fan | 2020-11-30 | HVAC (Heating / Cooling) | Preventive Maintenance
HSEB | HSEB-79406 | Quarterly, Exhaust Fan | 2020-11-30 | HVAC (Heating / Cooling) | Preventive Maintenance
HSEB | HSEB-80162 | Quarterly, Fan Coil Unit | 2020-12-28 | HVAC (Heating / Cooling) | Preventive Maintenance
HSEB | HSEB-77891 | Quarterly, Fan Coil Unit | 2020-09-28 | HVAC (Heating / Cooling) | Preventive Maintenance
HSEB | HSEB-83856 | Quarterly, Fan Coil Unit | 2021-06-28 | HVAC (Heating / Cooling) | Preventive Maintenance
HSEB | HSEB-81900 | Quarterly, Fan Coil Unit | 2021-03-29 | HVAC (Heating / Cooling) | Preventive Maintenance
HSEB | HSEB-83908 | Semi-Annual, Water Circulating Pump | 2021-06-28 | Mechanical | Preventive Maintenance
HSEB | HSEB-80214 | Semi-Annual, Water Circulating Pump | 2020-12-28 | HVAC (Heating / Cooling) | Preventive Maintenance
HSEB | HSEB-80215 | Semi-Annual, Water Circulating Pump | 2020-12-28 | HVAC (Heating / Cooling) | Preventive Maintenance
HSEB | HSEB-83909 | Semi-Annual, Water Circulating Pump | 2021-06-28 | Mechanical | Preventive Maintenance
HSEB | HSEB-83910 | Semi-Annual, Water Circulating Pump | 2021-06-28 | Mechanical | Preventive Maintenance
HSEB | HSEB-80216 | Semi-Annual, Water Circulating Pump | 2020-12-28 | HVAC (Heating / Cooling) | Preventive Maintenance
HSEB | HSEB-80163 | Quarterly, Fan Coil Unit | 2020-12-28 | HVAC (Heating / Cooling) | Preventive Maintenance
HSEB | HSEB-77930 | Quarterly, Fan Coil Unit | 2020-09-28 | HVAC (Heating / Cooling) | Preventive Maintenance
HSEB | HSEB-83857 | Quarterly, Fan Coil Unit | 2021-06-28 | HVAC (Heating / Cooling) | Preventive Maintenance
HSEB | HSEB-81901 | Quarterly, Fan Coil Unit | 2021-03-29 | HVAC (Heating / Cooling) | Preventive Maintenance
HSEB | HSEB-81842 | Quarterly, Exhaust Fan | 2021-03-29 | HVAC (Heating / Cooling) | Preventive Maintenance
HSEB | HSEB-83804 | Quarterly, Exhaust Fan | 2021-06-28 | HVAC (Heating / Cooling) | Preventive Maintenance
HSEB | HSEB-77878 | Quarterly, Exhaust Fan | 2020-09-28 | HVAC (Heating / Cooling) | Preventive Maintenance
HSEB | HSEB-80067 | Annual, Exhaust Fan | 2020-12-28 | HVAC (Heating / Cooling) | Preventive Maintenance
HSEB | HSEB-80078 | Quarterly, Exhaust Fan | 2020-12-28 | HVAC (Heating / Cooling) | Preventive Maintenance
HSEB | HSEB-80079 | Quarterly, Exhaust Fan | 2020-12-28 | HVAC (Heating / Cooling) | Preventive Maintenance
HSEB | HSEB-80068 | Annual, Exhaust Fan | 2020-12-28 | HVAC (Heating / Cooling) | Preventive Maintenance
HSEB | HSEB-77879 | Quarterly, Exhaust Fan | 2020-09-28 | HVAC (Heating / Cooling) | Preventive Maintenance
HSEB | HSEB-83805 | Quarterly, Exhaust Fan | 2021-06-28 | HVAC (Heating / Cooling) | Preventive Maintenance
HSEB | HSEB-81843 | Quarterly, Exhaust Fan | 2021-03-29 | HVAC (Heating / Cooling) | Preventive Maintenance
HSEB | HSEB-81844 | Quarterly, Exhaust Fan | 2021-03-29 | HVAC (Heating / Cooling) | Preventive Maintenance
HSEB | HSEB-83806 | Quarterly, Exhaust Fan | 2021-06-28 | HVAC (Heating / Cooling) | Preventive Maintenance
HSEB | HSEB-77880 | Quarterly, Exhaust Fan | 2020-09-28 | HVAC (Heating / Cooling) | Preventive Maintenance
HSEB | HSEB-80069 | Annual, Exhaust Fan | 2020-12-28 | HVAC (Heating / Cooling) | Preventive Maintenance
HSEB | HSEB-80080 | Quarterly, Exhaust Fan | 2020-12-28 | HVAC (Heating / Cooling) | Preventive Maintenance
HSEB | HSEB-80081 | Quarterly, Exhaust Fan | 2020-12-28 | HVAC (Heating / Cooling) | Preventive Maintenance
HSEB | HSEB-80070 | Annual, Exhaust Fan | 2020-12-28 | HVAC (Heating / Cooling) | Preventive Maintenance
HSEB | HSEB-77881 | Quarterly, Exhaust Fan | 2020-09-28 | HVAC (Heating / Cooling) | Preventive Maintenance
HSEB | HSEB-83807 | Quarterly, Exhaust Fan | 2021-06-28 | HVAC (Heating / Cooling) | Preventive Maintenance
HSEB | HSEB-81845 | Quarterly, Exhaust Fan | 2021-03-29 | HVAC (Heating / Cooling) | Preventive Maintenance
HSEB | HSEB-80664 | Quarterly, Boiler | 2021-01-28 | HVAC (Heating / Cooling) | Preventive Maintenance
HSEB | HSEB-82494 | Quarterly, Boiler | 2021-04-28 | HVAC (Heating / Cooling) | Preventive Maintenance
HSEB | HSEB-76607 | Quarterly, Boiler | 2020-07-28 | HVAC (Heating / Cooling) | Preventive Maintenance
HSEB | HSEB-78674 | Quarterly, Boiler | 2020-10-28 | Plumbing | Preventive Maintenance
HSEB | HSEB-78719 | Annual, Boiler | 2020-10-28 | HVAC (Heating / Cooling) | Preventive Maintenance
HSEB | HSEB-78720 | Annual, Boiler | 2020-10-28 | HVAC (Heating / Cooling) | Preventive Maintenance
HSEB | HSEB-78675 | Quarterly, Boiler | 2020-10-28 | Plumbing | Preventive Maintenance
HSEB | HSEB-76608 | Quarterly, Boiler | 2020-07-28 | HVAC (Heating / Cooling) | Preventive Maintenance
HSEB | HSEB-82495 | Quarterly, Boiler | 2021-04-28 | HVAC (Heating / Cooling) | Preventive Maintenance
HSEB | HSEB-80665 | Quarterly, Boiler | 2021-01-28 | HVAC (Heating / Cooling) | Preventive Maintenance
HSEB | HSEB-80666 | Quarterly, Boiler | 2021-01-28 | HVAC (Heating / Cooling) | Preventive Maintenance
HSEB | HSEB-82496 | Quarterly, Boiler | 2021-04-28 | HVAC (Heating / Cooling) | Preventive Maintenance
HSEB | HSEB-76609 | Quarterly, Boiler | 2020-07-28 | HVAC (Heating / Cooling) | Preventive Maintenance
HSEB | HSEB-78676 | Quarterly, Boiler | 2020-10-28 | Plumbing | Preventive Maintenance
HSEB | HSEB-78721 | Annual, Boiler | 2020-10-28 | HVAC (Heating / Cooling) | Preventive Maintenance
HSEB | HSEB-78722 | Annual, Boiler | 2020-10-28 | HVAC (Heating / Cooling) | Preventive Maintenance
HSEB | HSEB-78673 | Quarterly, Boiler | 2020-10-28 | HVAC (Heating / Cooling) | Preventive Maintenance
HSEB | HSEB-76610 | Quarterly, Boiler | 2020-07-28 | HVAC (Heating / Cooling) | Preventive Maintenance
HSEB | HSEB-82497 | Quarterly, Boiler | 2021-04-28 | HVAC (Heating / Cooling) | Preventive Maintenance
HSEB | HSEB-80667 | Quarterly, Boiler | 2021-01-28 | HVAC (Heating / Cooling) | Preventive Maintenance
HSEB | HSEB-81941 | Quarterly, Expansion Tank | 2021-03-29 | Mechanical | Preventive Maintenance
HSEB | HSEB-83897 | Quarterly, Expansion Tank | 2021-06-28 | Mechanical | Preventive Maintenance
HSEB | HSEB-77970 | Quarterly, Expansion Tank | 2020-09-28 | Mechanical | Preventive Maintenance
HSEB | HSEB-80205 | Quarterly, Expansion Tank | 2020-12-28 | HVAC (Heating / Cooling) | Preventive Maintenance
HSEB | HSEB-76245 | Annual, Back Flow Preventer | 2020-07-31 | Plumbing | Preventive Maintenance
HSEB | HSEB-84002 | Annual, Back Flow Preventer | 2021-07-01 | Plumbing | Preventive Maintenance
Vivarium | Viva-84432 | Quarterly Fire Sprinkler Valve | 2021-07-01 | Fire Systems | Preventive Maintenance
Vivarium | Viva-84088 | Vivarium Energy Reports | 2021-06-07 | Preventive Maintenance | Preventive Maintenance
Vivarium | Viva-84078 | Monthly, Fire Protection System | 2021-07-01 | Fire Systems | Preventive Maintenance
Vivarium | Viva-84071 | Annual, Fire Protection System | 2021-07-01 | Fire Systems | Preventive Maintenance
Vivarium | Viva-83934 | Monthly, Emergency Eye Wash Station - Vivarium | 2021-06-28 | Plumbing | Preventive Maintenance
Vivarium | Viva-83711 | Fire Extinguisher | 2021-06-01 | Fire Systems | Preventive Maintenance
Vivarium | Viva-82425 | Quarterly Fire Sprinkler Valve | 2021-04-01 | Fire Systems | Preventive Maintenance
Vivarium | Viva-82433 | Fire Extinguisher | 2021-04-01 | Fire Systems | Preventive Maintenance
Vivarium | Viva-82593 | Monthly, Emergency Eye Wash Station - Vivarium | 2021-04-28 | Plumbing | Preventive Maintenance
Vivarium | Viva-82628 | Vivarium Energy Reports | 2021-04-05 | Preventive Maintenance | Preventive Maintenance
Vivarium | Viva-83216 | Monthly, Emergency Eye Wash Station - Vivarium | 2021-05-28 | Plumbing | Preventive Maintenance
Vivarium | Viva-83032 | Vivarium Energy Reports | 2021-05-03 | Preventive Maintenance | Preventive Maintenance
Vivarium | Viva-82985 | Fire Extinguisher | 2021-05-03 | Fire Systems | Preventive Maintenance
Vivarium | Viva-81993 | Monthly, Emergency Eye Wash Station - Vivarium | 2021-03-29 | Plumbing | Preventive Maintenance
Vivarium | Viva-81763 | Vivarium Energy Reports | 2021-03-01 | Preventive Maintenance | Preventive Maintenance
Vivarium | Viva-81404 | Monthly, Emergency Eye Wash Station - Vivarium | 2021-03-01 | Plumbing | Preventive Maintenance
Vivarium | Viva-81759 | Fire Extinguisher | 2021-03-01 | Fire Systems | Preventive Maintenance
Vivarium | Viva-80618 | Quarterly Fire Sprinkler Valve | 2021-01-01 | Fire Systems | Preventive Maintenance
Vivarium | Viva-80626 | Fire Extinguisher | 2021-01-01 | Fire Systems | Preventive Maintenance
Vivarium | Viva-80306 | Vivarium Energy Reports | 2020-12-07 | Preventive Maintenance | Preventive Maintenance
Vivarium | Viva-80250 | Monthly, Emergency Eye Wash Station - Vivarium | 2020-12-28 | Plumbing | Preventive Maintenance
Vivarium | Viva-80319 | Monthly, Fire Protection System | 2021-01-01 | Fire Systems | Preventive Maintenance
Vivarium | Viva-81169 | Vivarium Energy Reports | 2021-02-01 | Preventive Maintenance | Preventive Maintenance
Vivarium | Viva-81165 | Fire Extinguisher | 2021-02-01 | Fire Systems | Preventive Maintenance
Vivarium | Viva-80794 | Vivarium Energy Reports | 2021-01-04 | Preventive Maintenance | Preventive Maintenance
Vivarium | Viva-80787 | Monthly, Emergency Eye Wash Station - Vivarium | 2021-01-28 | Plumbing | Preventive Maintenance
Vivarium | Viva-76530 | Quarterly Fire Sprinkler Valve | 2020-07-01 | Fire Systems | Preventive Maintenance
Vivarium | Viva-76318 | Monthly, Fire Protection System | 2020-07-01 | Fire Systems | Preventive Maintenance
Vivarium | Viva-76538 | Fire Extinguisher | 2020-07-01 | Fire Systems | Preventive Maintenance
Vivarium | Viva-76311 | Annual, Fire Protection System | 2020-07-01 | Fire Systems | Preventive Maintenance
Vivarium | Viva-76715 | Monthly, Emergency Eye Wash Station - Vivarium | 2020-07-28 | Plumbing | Preventive Maintenance
Vivarium | Viva-77066 | Fire Extinguisher | 2020-08-03 | Fire Systems | Preventive Maintenance
Vivarium | Viva-78215 | Monthly, Emergency Eye Wash Station - Vivarium | 2020-09-28 | Plumbing | Preventive Maintenance
Vivarium | Viva-77765 | Annual Fire Extinguisher | 2020-09-01 | Fire Systems | Preventive Maintenance
Vivarium | Viva-77762 | Fire Extinguisher | 2020-09-01 | Fire Systems | Preventive Maintenance
Vivarium | Viva-77308 | Monthly, Emergency Eye Wash Station - Vivarium | 2020-08-28 | Plumbing | Preventive Maintenance
Vivarium | Viva-79949 | Fire Extinguisher | 2020-12-01 | Fire Systems | Preventive Maintenance
Vivarium | Viva-79540 | Monthly, Emergency Eye Wash Station - Vivarium | 2020-11-30 | Plumbing | Preventive Maintenance
Vivarium | Viva-78799 | Monthly, Emergency Eye Wash Station - Vivarium | 2020-10-28 | Plumbing | Preventive Maintenance
Vivarium | Viva-78569 | Quarterly Fire Sprinkler Valve | 2020-10-01 | Fire Systems | Preventive Maintenance
Vivarium | Viva-78577 | Fire Extinguisher | 2020-10-01 | Fire Systems | Preventive Maintenance
Vivarium | Viva-79301 | Fire Extinguisher | 2020-11-02 | Fire Systems | Preventive Maintenance
Vivarium | Viva-84440 | Fire Extinguisher | 2021-07-01 | Fire Systems | Preventive Maintenance
ABC 1 | ABC1-78096 | Annual, Phoenix Valve | 2020-09-28 | Preventive Maintenance | Preventive Maintenance
ABC 1 | ABC1-78097 | Annual, Phoenix Valve | 2020-09-28 | Preventive Maintenance | Preventive Maintenance
ABC 1 | ABC1-78098 | Annual, Phoenix Valve | 2020-09-28 | Preventive Maintenance | Preventive Maintenance
ABC 1 | ABC1-78099 | Annual, Phoenix Valve | 2020-09-28 | Preventive Maintenance | Preventive Maintenance
ABC 1 | ABC1-78100 | Annual, Phoenix Valve | 2020-09-28 | Preventive Maintenance | Preventive Maintenance
ABC 1 | ABC1-78101 | Annual, Phoenix Valve | 2020-09-28 | Preventive Maintenance | Preventive Maintenance
ABC 1 | ABC1-78102 | Annual, Phoenix Valve | 2020-09-28 | Preventive Maintenance | Preventive Maintenance
ABC 1 | ABC1-78103 | Annual, Phoenix Valve | 2020-09-28 | Preventive Maintenance | Preventive Maintenance
ABC 1 | ABC1-78104 | Annual, Phoenix Valve | 2020-09-28 | Preventive Maintenance | Preventive Maintenance
ABC 1 | ABC1-78105 | Annual, Phoenix Valve | 2020-09-28 | Preventive Maintenance | Preventive Maintenance
ABC 1 | ABC1-78106 | Annual, Phoenix Valve | 2020-09-28 | Preventive Maintenance | Preventive Maintenance
ABC 1 | ABC1-78107 | Annual, Phoenix Valve | 2020-09-28 | Preventive Maintenance | Preventive Maintenance
ABC 1 | ABC1-78108 | Annual, Phoenix Valve | 2020-09-28 | Preventive Maintenance | Preventive Maintenance
ABC 1 | ABC1-78109 | Annual, Phoenix Valve | 2020-09-28 | Preventive Maintenance | Preventive Maintenance
ABC 1 | ABC1-78110 | Annual, Phoenix Valve | 2020-09-28 | Preventive Maintenance | Preventive Maintenance
HSEB | HSEB-76246 | Annual, Back Flow Preventer | 2020-07-31 | Plumbing | Preventive Maintenance
HSEB | HSEB-84003 | Annual, Back Flow Preventer | 2021-07-01 | Plumbing | Preventive Maintenance
ABC 1 | ABC1-84004 | Annual, Back Flow Preventer | 2021-07-01 | Plumbing | Preventive Maintenance
ABC 1 | ABC1-76247 | Annual, Back Flow Preventer | 2020-07-31 | Plumbing | Preventive Maintenance
Building 3 | BU3-76248 | Annual, Back Flow Preventer | 2020-07-31 | Plumbing | Preventive Maintenance
Building 3 | BU3-84005 | Annual, Back Flow Preventer | 2021-07-01 | Plumbing | Preventive Maintenance
Building 3 | BU3-84006 | Annual, Back Flow Preventer | 2021-07-01 | Plumbing | Preventive Maintenance
Building 3 | BU3-76249 | Annual, Back Flow Preventer | 2020-07-31 | Plumbing | Preventive Maintenance
Building 2 | BU2-76250 | Annual, Back Flow Preventer | 2020-07-31 | Plumbing | Preventive Maintenance
Building 2 | BU2-84007 | Annual, Back Flow Preventer | 2021-07-01 | Plumbing | Preventive Maintenance
Building 1 | BU1-84008 | Annual, Back Flow Preventer | 2021-07-01 | Plumbing | Preventive Maintenance
Building 1 | BU1-76251 | Annual, Back Flow Preventer | 2020-07-31 | Plumbing | Preventive Maintenance
HSEB | HSEB-76252 | Annual, Back Flow Preventer | 2020-07-31 | Plumbing | Preventive Maintenance
HSEB | HSEB-84009 | Annual, Back Flow Preventer | 2021-07-01 | Plumbing | Preventive Maintenance
Vivarium | Viva-84108 | Weekly, Mechanical Rooms | 2021-06-11 | Miscellaneous | Preventive Maintenance
Vivarium | Viva-84302 | Weekly, Mechanical Rooms | 2021-06-25 | Miscellaneous | Preventive Maintenance
Vivarium | Viva-84201 | Weekly, Mechanical Rooms | 2021-06-18 | Miscellaneous | Preventive Maintenance
Vivarium | Viva-83739 | Weekly, Mechanical Rooms | 2021-06-04 | Miscellaneous | Preventive Maintenance
Vivarium | Viva-83282 | Weekly, Mechanical Rooms | 2021-05-07 | Miscellaneous | Preventive Maintenance
Vivarium | Viva-83494 | Weekly, Mechanical Rooms | 2021-05-21 | Miscellaneous | Preventive Maintenance
Vivarium | Viva-83389 | Weekly, Mechanical Rooms | 2021-05-14 | Miscellaneous | Preventive Maintenance
Vivarium | Viva-83602 | Weekly, Mechanical Rooms | 2021-05-28 | Miscellaneous | Preventive Maintenance
Vivarium | Viva-82921 | Weekly, Mechanical Rooms | 2021-04-30 | Miscellaneous | Preventive Maintenance
Vivarium | Viva-82815 | Weekly, Mechanical Rooms | 2021-04-23 | Miscellaneous | Preventive Maintenance
Vivarium | Viva-82724 | Weekly, Mechanical Rooms | 2021-04-16 | Miscellaneous | Preventive Maintenance
Vivarium | Viva-82646 | Weekly, Mechanical Rooms | 2021-04-09 | Miscellaneous | Preventive Maintenance
Vivarium | Viva-82399 | Weekly, Mechanical Rooms | 2021-04-02 | Miscellaneous | Preventive Maintenance
Vivarium | Viva-82310 | Weekly, Mechanical Rooms | 2021-03-26 | Miscellaneous | Preventive Maintenance
Vivarium | Viva-82240 | Weekly, Mechanical Rooms | 2021-03-19 | Miscellaneous | Preventive Maintenance
Vivarium | Viva-80804 | Weekly, Mechanical Rooms | 2021-01-08 | Miscellaneous | Preventive Maintenance
Vivarium | Viva-80937 | Weekly, Mechanical Rooms | 2021-01-15 | Miscellaneous | Preventive Maintenance
Vivarium | Viva-81030 | Weekly, Mechanical Rooms | 2021-01-22 | Miscellaneous | Preventive Maintenance
Vivarium | Viva-81093 | Weekly, Mechanical Rooms | 2021-01-29 | Miscellaneous | Preventive Maintenance
Vivarium | Viva-80347 | Weekly, Mechanical Rooms | 2020-12-11 | Miscellaneous | Preventive Maintenance
Vivarium | Viva-80583 | Weekly, Mechanical Rooms | 2021-01-01 | Miscellaneous | Preventive Maintenance
Vivarium | Viva-80527 | Weekly, Mechanical Rooms | 2020-12-25 | Miscellaneous | Preventive Maintenance
Vivarium | Viva-80444 | Weekly, Mechanical Rooms | 2020-12-18 | Miscellaneous | Preventive Maintenance
Vivarium | Viva-81679 | Weekly, Mechanical Rooms | 2021-02-26 | Miscellaneous | Preventive Maintenance
Vivarium | Viva-81518 | Weekly, Mechanical Rooms | 2021-02-12 | Miscellaneous | Preventive Maintenance
Vivarium | Viva-81593 | Weekly, Mechanical Rooms | 2021-02-19 | Miscellaneous | Preventive Maintenance
Vivarium | Viva-81265 | Weekly, Mechanical Rooms | 2021-02-05 | Miscellaneous | Preventive Maintenance
Vivarium | Viva-82139 | Weekly, Mechanical Rooms | 2021-03-12 | Miscellaneous | Preventive Maintenance
Vivarium | Viva-81854 | Weekly, Mechanical Rooms | 2021-03-05 | Miscellaneous | Preventive Maintenance
Vivarium | Viva-76546 | Weekly, Mechanical Rooms | 2020-07-03 | Miscellaneous | Preventive Maintenance
Vivarium | Viva-77004 | Weekly, Mechanical Rooms | 2020-07-31 | Miscellaneous | Preventive Maintenance
Vivarium | Viva-76927 | Weekly, Mechanical Rooms | 2020-07-24 | Miscellaneous | Preventive Maintenance
Vivarium | Viva-76748 | Weekly, Mechanical Rooms | 2020-07-10 | Miscellaneous | Preventive Maintenance
Vivarium | Viva-76841 | Weekly, Mechanical Rooms | 2020-07-17 | Miscellaneous | Preventive Maintenance
Vivarium | Viva-78290 | Weekly, Mechanical Rooms | 2020-09-11 | Miscellaneous | Preventive Maintenance
Vivarium | Viva-77354 | Weekly, Mechanical Rooms | 2020-08-07 | Miscellaneous | Preventive Maintenance
Vivarium | Viva-77660 | Weekly, Mechanical Rooms | 2020-08-28 | Miscellaneous | Preventive Maintenance
Vivarium | Viva-77534 | Weekly, Mechanical Rooms | 2020-08-21 | Miscellaneous | Preventive Maintenance
Vivarium | Viva-77438 | Weekly, Mechanical Rooms | 2020-08-14 | Miscellaneous | Preventive Maintenance
Vivarium | Viva-77790 | Weekly, Mechanical Rooms | 2020-09-04 | Miscellaneous | Preventive Maintenance
Vivarium | Viva-79218 | Weekly, Mechanical Rooms | 2020-10-30 | Miscellaneous | Preventive Maintenance
Vivarium | Viva-79133 | Weekly, Mechanical Rooms | 2020-10-23 | Miscellaneous | Preventive Maintenance
Vivarium | Viva-79002 | Weekly, Mechanical Rooms | 2020-10-16 | Miscellaneous | Preventive Maintenance
Vivarium | Viva-78847 | Weekly, Mechanical Rooms | 2020-10-09 | Miscellaneous | Preventive Maintenance
Vivarium | Viva-78543 | Weekly, Mechanical Rooms | 2020-10-02 | Miscellaneous | Preventive Maintenance
Vivarium | Viva-78377 | Weekly, Mechanical Rooms | 2020-09-18 | Miscellaneous | Preventive Maintenance
Vivarium | Viva-78457 | Weekly, Mechanical Rooms | 2020-09-25 | Miscellaneous | Preventive Maintenance
Vivarium | Viva-79591 | Weekly, Mechanical Rooms | 2020-11-06 | Miscellaneous | Preventive Maintenance
Vivarium | Viva-79691 | Weekly, Mechanical Rooms | 2020-11-13 | Miscellaneous | Preventive Maintenance
Vivarium | Viva-79787 | Weekly, Mechanical Rooms | 2020-11-20 | Miscellaneous | Preventive Maintenance
Vivarium | Viva-79887 | Weekly, Mechanical Rooms | 2020-11-27 | Miscellaneous | Preventive Maintenance
Vivarium | Viva-79960 | Weekly, Mechanical Rooms | 2020-12-04 | Miscellaneous | Preventive Maintenance
Vivarium | Viva-79961 | Weekly, Mechanical Rooms | 2020-12-04 | Miscellaneous | Preventive Maintenance
Vivarium | Viva-79888 | Weekly, Mechanical Rooms | 2020-11-27 | Miscellaneous | Preventive Maintenance
Vivarium | Viva-79788 | Weekly, Mechanical Rooms | 2020-11-20 | Miscellaneous | Preventive Maintenance
Vivarium | Viva-79692 | Weekly, Mechanical Rooms | 2020-11-13 | Miscellaneous | Preventive Maintenance
Vivarium | Viva-79592 | Weekly, Mechanical Rooms | 2020-11-06 | Miscellaneous | Preventive Maintenance
Vivarium | Viva-78458 | Weekly, Mechanical Rooms | 2020-09-25 | Miscellaneous | Preventive Maintenance
Vivarium | Viva-78378 | Weekly, Mechanical Rooms | 2020-09-18 | Miscellaneous | Preventive Maintenance
Vivarium | Viva-78544 | Weekly, Mechanical Rooms | 2020-10-02 | Miscellaneous | Preventive Maintenance
Vivarium | Viva-78848 | Weekly, Mechanical Rooms | 2020-10-09 | Miscellaneous | Preventive Maintenance
Vivarium | Viva-79003 | Weekly, Mechanical Rooms | 2020-10-16 | Miscellaneous | Preventive Maintenance
Vivarium | Viva-79134 | Weekly, Mechanical Rooms | 2020-10-23 | Miscellaneous | Preventive Maintenance
Vivarium | Viva-79219 | Weekly, Mechanical Rooms | 2020-10-30 | Miscellaneous | Preventive Maintenance
Vivarium | Viva-77791 | Weekly, Mechanical Rooms | 2020-09-04 | Miscellaneous | Preventive Maintenance
Vivarium | Viva-77439 | Weekly, Mechanical Rooms | 2020-08-14 | Miscellaneous | Preventive Maintenance
Vivarium | Viva-77535 | Weekly, Mechanical Rooms | 2020-08-21 | Miscellaneous | Preventive Maintenance
Vivarium | Viva-77661 | Weekly, Mechanical Rooms | 2020-08-28 | Miscellaneous | Preventive Maintenance
Vivarium | Viva-77355 | Weekly, Mechanical Rooms | 2020-08-07 | Miscellaneous | Preventive Maintenance
Vivarium | Viva-78291 | Weekly, Mechanical Rooms | 2020-09-11 | Miscellaneous | Preventive Maintenance
Vivarium | Viva-76842 | Weekly, Mechanical Rooms | 2020-07-17 | Miscellaneous | Preventive Maintenance
Vivarium | Viva-76749 | Weekly, Mechanical Rooms | 2020-07-10 | Miscellaneous | Preventive Maintenance
Vivarium | Viva-76928 | Weekly, Mechanical Rooms | 2020-07-24 | Miscellaneous | Preventive Maintenance
Vivarium | Viva-77005 | Weekly, Mechanical Rooms | 2020-07-31 | Miscellaneous | Preventive Maintenance
Vivarium | Viva-76547 | Weekly, Mechanical Rooms | 2020-07-03 | Miscellaneous | Preventive Maintenance
Vivarium | Viva-82140 | Weekly, Mechanical Rooms | 2021-03-12 | Miscellaneous | Preventive Maintenance
Vivarium | Viva-81859 | Weekly, Mechanical Rooms | 2021-03-05 | Miscellaneous | Preventive Maintenance
Vivarium | Viva-81270 | Weekly, Mechanical Rooms | 2021-02-05 | Miscellaneous | Preventive Maintenance
Vivarium | Viva-81594 | Weekly, Mechanical Rooms | 2021-02-19 | Miscellaneous | Preventive Maintenance
Vivarium | Viva-81519 | Weekly, Mechanical Rooms | 2021-02-12 | Miscellaneous | Preventive Maintenance
Vivarium | Viva-81680 | Weekly, Mechanical Rooms | 2021-02-26 | Miscellaneous | Preventive Maintenance
Vivarium | Viva-80445 | Weekly, Mechanical Rooms | 2020-12-18 | Miscellaneous | Preventive Maintenance
Vivarium | Viva-80528 | Weekly, Mechanical Rooms | 2020-12-25 | Miscellaneous | Preventive Maintenance
Vivarium | Viva-80584 | Weekly, Mechanical Rooms | 2021-01-01 | Miscellaneous | Preventive Maintenance
Vivarium | Viva-80348 | Weekly, Mechanical Rooms | 2020-12-11 | Miscellaneous | Preventive Maintenance
Vivarium | Viva-81094 | Weekly, Mechanical Rooms | 2021-01-29 | Miscellaneous | Preventive Maintenance
Vivarium | Viva-81031 | Weekly, Mechanical Rooms | 2021-01-22 | Miscellaneous | Preventive Maintenance
Vivarium | Viva-80938 | Weekly, Mechanical Rooms | 2021-01-15 | Miscellaneous | Preventive Maintenance
Vivarium | Viva-80805 | Weekly, Mechanical Rooms | 2021-01-08 | Miscellaneous | Preventive Maintenance
Vivarium | Viva-82241 | Weekly, Mechanical Rooms | 2021-03-19 | Miscellaneous | Preventive Maintenance
Vivarium | Viva-82311 | Weekly, Mechanical Rooms | 2021-03-26 | Miscellaneous | Preventive Maintenance
Vivarium | Viva-82400 | Weekly, Mechanical Rooms | 2021-04-02 | Miscellaneous | Preventive Maintenance
Vivarium | Viva-82647 | Weekly, Mechanical Rooms | 2021-04-09 | Miscellaneous | Preventive Maintenance
Vivarium | Viva-82725 | Weekly, Mechanical Rooms | 2021-04-16 | Miscellaneous | Preventive Maintenance
Vivarium | Viva-82816 | Weekly, Mechanical Rooms | 2021-04-23 | Miscellaneous | Preventive Maintenance
Vivarium | Viva-82922 | Weekly, Mechanical Rooms | 2021-04-30 | Miscellaneous | Preventive Maintenance
Vivarium | Viva-83603 | Weekly, Mechanical Rooms | 2021-05-28 | Miscellaneous | Preventive Maintenance
Vivarium | Viva-83390 | Weekly, Mechanical Rooms | 2021-05-14 | Miscellaneous | Preventive Maintenance
Vivarium | Viva-83495 | Weekly, Mechanical Rooms | 2021-05-21 | Miscellaneous | Preventive Maintenance
Vivarium | Viva-83283 | Weekly, Mechanical Rooms | 2021-05-07 | Miscellaneous | Preventive Maintenance
Vivarium | Viva-83740 | Weekly, Mechanical Rooms | 2021-06-04 | Miscellaneous | Preventive Maintenance
Vivarium | Viva-84202 | Weekly, Mechanical Rooms | 2021-06-18 | Miscellaneous | Preventive Maintenance
Vivarium | Viva-84303 | Weekly, Mechanical Rooms | 2021-06-25 | Miscellaneous | Preventive Maintenance
Vivarium | Viva-84109 | Weekly, Mechanical Rooms | 2021-06-11 | Miscellaneous | Preventive Maintenance
HSEB | HSEB-83048 | Quarterly, Air Handler Unit | 2021-05-28 | HVAC (Heating / Cooling) | Preventive Maintenance
HSEB | HSEB-81200 | Quarterly, Air Handler Unit | 2021-03-01 | HVAC (Heating / Cooling) | Preventive Maintenance
HSEB | HSEB-77138 | Quarterly, Air Handler Unit | 2020-08-28 | HVAC (Heating / Cooling) | Preventive Maintenance
HSEB | HSEB-79369 | Quarterly, Air Handler Unit | 2020-11-30 | HVAC (Heating / Cooling) | Preventive Maintenance
HSEB | HSEB-80047 | Annual, Air Handler Unit | 2020-12-28 | HVAC (Heating / Cooling) | Preventive Maintenance
Vivarium | Viva-78111 | Annual, Phoenix Valve | 2020-09-28 | Preventive Maintenance | Preventive Maintenance
Vivarium | Viva-77219 | Quarterly, Fan Coil Unit | 2020-08-28 | HVAC (Heating / Cooling) | Preventive Maintenance
Vivarium | Viva-79431 | Quarterly, Fan Coil Unit | 2020-11-30 | HVAC (Heating / Cooling) | Preventive Maintenance
Vivarium | Viva-81289 | Quarterly, Fan Coil Unit | 2021-03-01 | HVAC (Heating / Cooling) | Preventive Maintenance
Vivarium | Viva-83122 | Quarterly, Fan Coil Unit | 2021-05-28 | HVAC (Heating / Cooling) | Preventive Maintenance
Vivarium | Viva-83123 | Quarterly, Fan Coil Unit | 2021-05-28 | HVAC (Heating / Cooling) | Preventive Maintenance
Vivarium | Viva-81290 | Quarterly, Fan Coil Unit | 2021-03-01 | HVAC (Heating / Cooling) | Preventive Maintenance
Vivarium | Viva-79443 | Quarterly, Fan Coil Unit | 2020-11-30 | HVAC (Heating / Cooling) | Preventive Maintenance
Vivarium | Viva-77220 | Quarterly, Fan Coil Unit | 2020-08-28 | HVAC (Heating / Cooling) | Preventive Maintenance
Vivarium | Viva-77139 | Quarterly, Air Handler Unit | 2020-08-28 | HVAC (Heating / Cooling) | Preventive Maintenance
Vivarium | Viva-79370 | Quarterly, Air Handler Unit | 2020-11-30 | HVAC (Heating / Cooling) | Preventive Maintenance
Vivarium | Viva-81201 | Quarterly, Air Handler Unit | 2021-03-01 | HVAC (Heating / Cooling) | Preventive Maintenance
Vivarium | Viva-80270 | Annual, Air Handler Unit | 2020-12-29 | HVAC (Heating / Cooling) | Preventive Maintenance
Vivarium | Viva-83049 | Quarterly, Air Handler Unit | 2021-05-28 | HVAC (Heating / Cooling) | Preventive Maintenance
Vivarium | Viva-83050 | Quarterly, Air Handler Unit | 2021-05-28 | HVAC (Heating / Cooling) | Preventive Maintenance
Vivarium | Viva-80294 | Annual, Air Handler Unit | 2020-12-30 | HVAC (Heating / Cooling) | Preventive Maintenance
Vivarium | Viva-81202 | Quarterly, Air Handler Unit | 2021-03-01 | HVAC (Heating / Cooling) | Preventive Maintenance
Vivarium | Viva-79371 | Quarterly, Air Handler Unit | 2020-11-30 | HVAC (Heating / Cooling) | Preventive Maintenance
Vivarium | Viva-77140 | Quarterly, Air Handler Unit | 2020-08-28 | HVAC (Heating / Cooling) | Preventive Maintenance
Vivarium | Viva-76513 | VSA-1 Monthly Filter Change | 2020-07-02 | HVAC (Heating / Cooling) | HVAC system issue
Vivarium | Viva-76611 | Quarterly, Boiler | 2020-07-28 | HVAC (Heating / Cooling) | Preventive Maintenance
Vivarium | Viva-78677 | Quarterly, Boiler | 2020-10-28 | Plumbing | Preventive Maintenance
Vivarium | Viva-78723 | Annual, Boiler | 2020-10-28 | HVAC (Heating / Cooling) | Preventive Maintenance
Vivarium | Viva-80668 | Quarterly, Boiler | 2021-01-28 | HVAC (Heating / Cooling) | Preventive Maintenance
Vivarium | Viva-82498 | Quarterly, Boiler | 2021-04-28 | HVAC (Heating / Cooling) | Preventive Maintenance
Vivarium | Viva-82499 | Quarterly, Boiler | 2021-04-28 | HVAC (Heating / Cooling) | Preventive Maintenance
Vivarium | Viva-80669 | Quarterly, Boiler | 2021-01-28 | HVAC (Heating / Cooling) | Preventive Maintenance
Vivarium | Viva-78724 | Annual, Boiler | 2020-10-28 | HVAC (Heating / Cooling) | Preventive Maintenance
Vivarium | Viva-78678 | Quarterly, Boiler | 2020-10-28 | Plumbing | Preventive Maintenance
Vivarium | Viva-76612 | Quarterly, Boiler | 2020-07-28 | HVAC (Heating / Cooling) | Preventive Maintenance
Vivarium | Viva-76253 | Annual, Back Flow Preventer | 2020-07-31 | Plumbing | Preventive Maintenance
Vivarium | Viva-84010 | Annual, Back Flow Preventer | 2021-07-01 | Plumbing | Preventive Maintenance
Vivarium | Viva-84011 | Annual, Back Flow Preventer | 2021-07-01 | Plumbing | Preventive Maintenance
Vivarium | Viva-76254 | Annual, Back Flow Preventer | 2020-07-31 | Plumbing | Preventive Maintenance
Vivarium | Viva-76255 | Annual, Back Flow Preventer | 2020-07-31 | Plumbing | Preventive Maintenance
Vivarium | Viva-84012 | Annual, Back Flow Preventer | 2021-07-01 | Plumbing | Preventive Maintenance
Vivarium | Viva-83061 | Quarterly, Chilled Water Pump | 2021-05-28 | Mechanical | Preventive Maintenance
Vivarium | Viva-81216 | Quarterly, Chilled Water Pump | 2021-03-01 | Mechanical | Preventive Maintenance
Vivarium | Viva-77153 | Quarterly, Chilled Water Pump | 2020-08-28 | Mechanical | Preventive Maintenance
Vivarium | Viva-79382 | Quarterly, Chilled Water Pump | 2020-11-30 | Mechanical | Preventive Maintenance
Vivarium | Viva-79385 | Quarterly, Chilled Water Pump | 2020-11-30 | Mechanical | Preventive Maintenance
Vivarium | Viva-77154 | Quarterly, Chilled Water Pump | 2020-08-28 | Mechanical | Preventive Maintenance
Vivarium | Viva-81217 | Quarterly, Chilled Water Pump | 2021-03-01 | Mechanical | Preventive Maintenance
Vivarium | Viva-83064 | Quarterly, Chilled Water Pump | 2021-05-28 | Mechanical | Preventive Maintenance
Vivarium | Viva-81377 | Semi-Annual, Water Heater, Electric | 2021-03-01 | Plumbing | Preventive Maintenance
Vivarium | Viva-77292 | Semi-Annual, Water Heater, Electric | 2020-08-28 | Plumbing | Preventive Maintenance
Vivarium | Viva-77293 | Semi-Annual, Water Heater, Electric | 2020-08-28 | Plumbing | Preventive Maintenance
Vivarium | Viva-81378 | Semi-Annual, Water Heater, Electric | 2021-03-01 | Plumbing | Preventive Maintenance
Vivarium | Viva-81343 | Quarterly, Expansion Tank | 2021-03-01 | Mechanical | Preventive Maintenance
Vivarium | Viva-83176 | Quarterly, Expansion Tank | 2021-05-28 | Mechanical | Preventive Maintenance
Vivarium | Viva-77272 | Quarterly, Expansion Tank | 2020-08-28 | Mechanical | Preventive Maintenance
Vivarium | Viva-79496 | Quarterly, Expansion Tank | 2020-11-30 | Mechanical | Preventive Maintenance
Vivarium | Viva-79497 | Quarterly, Expansion Tank | 2020-11-30 | Mechanical | Preventive Maintenance
Vivarium | Viva-77273 | Quarterly, Expansion Tank | 2020-08-28 | Mechanical | Preventive Maintenance
Vivarium | Viva-83177 | Quarterly, Expansion Tank | 2021-05-28 | Mechanical | Preventive Maintenance
Vivarium | Viva-81344 | Quarterly, Expansion Tank | 2021-03-01 | Mechanical | Preventive Maintenance
Vivarium | Viva-81345 | Quarterly, Expansion Tank | 2021-03-01 | Mechanical | Preventive Maintenance
Vivarium | Viva-83178 | Quarterly, Expansion Tank | 2021-05-28 | Mechanical | Preventive Maintenance
Vivarium | Viva-77274 | Quarterly, Expansion Tank | 2020-08-28 | Mechanical | Preventive Maintenance
Vivarium | Viva-79498 | Quarterly, Expansion Tank | 2020-11-30 | Mechanical | Preventive Maintenance
Vivarium | Viva-79499 | Quarterly, Expansion Tank | 2020-11-30 | Mechanical | Preventive Maintenance
Vivarium | Viva-77275 | Quarterly, Expansion Tank | 2020-08-28 | Mechanical | Preventive Maintenance
Vivarium | Viva-83179 | Quarterly, Expansion Tank | 2021-05-28 | Mechanical | Preventive Maintenance
Vivarium | Viva-81346 | Quarterly, Expansion Tank | 2021-03-01 | Mechanical | Preventive Maintenance
Vivarium | Viva-81291 | Quarterly, Fan Coil Unit | 2021-03-01 | HVAC (Heating / Cooling) | Preventive Maintenance
Vivarium | Viva-83124 | Quarterly, Fan Coil Unit | 2021-05-28 | HVAC (Heating / Cooling) | Preventive Maintenance
Vivarium | Viva-77221 | Quarterly, Fan Coil Unit | 2020-08-28 | HVAC (Heating / Cooling) | Preventive Maintenance
Vivarium | Viva-79444 | Quarterly, Fan Coil Unit | 2020-11-30 | HVAC (Heating / Cooling) | Preventive Maintenance
Vivarium | Viva-79445 | Quarterly, Fan Coil Unit | 2020-11-30 | HVAC (Heating / Cooling) | Preventive Maintenance
Vivarium | Viva-77222 | Quarterly, Fan Coil Unit | 2020-08-28 | HVAC (Heating / Cooling) | Preventive Maintenance
Vivarium | Viva-83125 | Quarterly, Fan Coil Unit | 2021-05-28 | HVAC (Heating / Cooling) | Preventive Maintenance
Vivarium | Viva-81292 | Quarterly, Fan Coil Unit | 2021-03-01 | HVAC (Heating / Cooling) | Preventive Maintenance
Vivarium | Viva-81428 | Quarterly, Heating Hot Water Loop Pump | 2021-03-01 | Mechanical | Preventive Maintenance
Vivarium | Viva-83243 | Quarterly, Heating Hot Water Loop Pump | 2021-05-28 | Mechanical | Preventive Maintenance
Vivarium | Viva-77331 | Quarterly, Heating Hot Water Loop Pump | 2020-08-28 | Mechanical | Preventive Maintenance
Vivarium | Viva-79567 | Quarterly, Heating Hot Water Loop Pump | 2020-11-30 | Mechanical | Preventive Maintenance
Vivarium | Viva-79568 | Quarterly, Heating Hot Water Loop Pump | 2020-11-30 | Mechanical | Preventive Maintenance
Vivarium | Viva-77332 | Quarterly, Heating Hot Water Loop Pump | 2020-08-28 | Mechanical | Preventive Maintenance
Vivarium | Viva-83244 | Quarterly, Heating Hot Water Loop Pump | 2021-05-28 | Mechanical | Preventive Maintenance
Vivarium | Viva-81429 | Quarterly, Heating Hot Water Loop Pump | 2021-03-01 | Mechanical | Preventive Maintenance
Vivarium | Viva-81430 | Quarterly, Heating Hot Water Loop Pump | 2021-03-01 | Mechanical | Preventive Maintenance
Vivarium | Viva-83245 | Quarterly, Heating Hot Water Loop Pump | 2021-05-28 | Mechanical | Preventive Maintenance
Vivarium | Viva-77333 | Quarterly, Heating Hot Water Loop Pump | 2020-08-28 | Mechanical | Preventive Maintenance
Vivarium | Viva-79569 | Quarterly, Heating Hot Water Loop Pump | 2020-11-30 | Mechanical | Preventive Maintenance
Vivarium | Viva-79570 | Quarterly, Heating Hot Water Loop Pump | 2020-11-30 | Mechanical | Preventive Maintenance
Vivarium | Viva-77334 | Quarterly, Heating Hot Water Loop Pump | 2020-08-28 | Mechanical | Preventive Maintenance
Vivarium | Viva-83246 | Quarterly, Heating Hot Water Loop Pump | 2021-05-28 | Mechanical | Preventive Maintenance
Vivarium | Viva-81431 | Quarterly, Heating Hot Water Loop Pump | 2021-03-01 | Mechanical | Preventive Maintenance
Vivarium | Viva-81379 | Semi-Annual, Water Heater, Electric | 2021-03-01 | Plumbing | Preventive Maintenance
Vivarium | Viva-77291 | Semi-Annual, Water Heater, Electric | 2020-08-28 | Plumbing | Preventive Maintenance
Vivarium | Viva-77294 | Semi-Annual, Water Heater, Electric | 2020-08-28 | Plumbing | Preventive Maintenance
Vivarium | Viva-81380 | Semi-Annual, Water Heater, Electric | 2021-03-01 | Plumbing | Preventive Maintenance
Vivarium | Viva-81439 | Annual, Variable Frequency Drive | 2021-03-01 | Mechanical | Preventive Maintenance
Vivarium | Viva-81443 | Annual, Variable Frequency Drive | 2021-03-01 | Mechanical | Preventive Maintenance
Vivarium | Viva-81444 | Annual, Variable Frequency Drive | 2021-03-01 | Mechanical | Preventive Maintenance
Vivarium | Viva-81445 | Annual, Variable Frequency Drive | 2021-03-01 | Mechanical | Preventive Maintenance
Vivarium | Viva-81446 | Annual, Variable Frequency Drive | 2021-03-01 | Mechanical | Preventive Maintenance
Vivarium | Viva-81447 | Annual, Variable Frequency Drive | 2021-03-01 | Mechanical | Preventive Maintenance
Vivarium | Viva-81176 | Quarterly, Humidifier | 2021-03-01 | HVAC (Heating / Cooling) | Preventive Maintenance
Vivarium | Viva-83007 | Quarterly, Humidifier | 2021-05-28 | HVAC (Heating / Cooling) | Preventive Maintenance
Vivarium | Viva-77093 | Quarterly, Humidifier | 2020-08-28 | HVAC (Heating / Cooling) | Preventive Maintenance
Vivarium | Viva-79342 | Quarterly, Humidifier | 2020-11-30 | HVAC (Heating / Cooling) | Preventive Maintenance
Vivarium | Viva-79343 | Quarterly, Humidifier | 2020-11-30 | HVAC (Heating / Cooling) | Preventive Maintenance
Vivarium | Viva-77094 | Quarterly, Humidifier | 2020-08-28 | HVAC (Heating / Cooling) | Preventive Maintenance
Vivarium | Viva-83008 | Quarterly, Humidifier | 2021-05-28 | HVAC (Heating / Cooling) | Preventive Maintenance
Vivarium | Viva-81177 | Quarterly, Humidifier | 2021-03-01 | HVAC (Heating / Cooling) | Preventive Maintenance
Vivarium | Viva-81178 | Quarterly, Humidifier | 2021-03-01 | HVAC (Heating / Cooling) | Preventive Maintenance
Vivarium | Viva-83009 | Quarterly, Humidifier | 2021-05-28 | HVAC (Heating / Cooling) | Preventive Maintenance
Vivarium | Viva-77095 | Quarterly, Humidifier | 2020-08-28 | HVAC (Heating / Cooling) | Preventive Maintenance
Vivarium | Viva-79344 | Quarterly, Humidifier | 2020-11-30 | HVAC (Heating / Cooling) | Preventive Maintenance
Vivarium | Viva-79345 | Quarterly, Humidifier | 2020-11-30 | HVAC (Heating / Cooling) | Preventive Maintenance
Vivarium | Viva-77096 | Quarterly, Humidifier | 2020-08-28 | HVAC (Heating / Cooling) | Preventive Maintenance
Vivarium | Viva-83010 | Quarterly, Humidifier | 2021-05-28 | HVAC (Heating / Cooling) | Preventive Maintenance
Vivarium | Viva-81179 | Quarterly, Humidifier | 2021-03-01 | HVAC (Heating / Cooling) | Preventive Maintenance
Vivarium | Viva-81180 | Quarterly, Humidifier | 2021-03-01 | HVAC (Heating / Cooling) | Preventive Maintenance
Vivarium | Viva-83011 | Quarterly, Humidifier | 2021-05-28 | HVAC (Heating / Cooling) | Preventive Maintenance
Vivarium | Viva-77097 | Quarterly, Humidifier | 2020-08-28 | HVAC (Heating / Cooling) | Preventive Maintenance
Vivarium | Viva-79346 | Quarterly, Humidifier | 2020-11-30 | HVAC (Heating / Cooling) | Preventive Maintenance
Vivarium | Viva-79446 | Quarterly, Fan Coil Unit | 2020-11-30 | HVAC (Heating / Cooling) | Preventive Maintenance
Vivarium | Viva-77223 | Quarterly, Fan Coil Unit | 2020-08-28 | HVAC (Heating / Cooling) | Preventive Maintenance
Vivarium | Viva-77195 | Annual, Fan Coil Unit | 2020-08-28 | HVAC (Heating / Cooling) | Preventive Maintenance
Vivarium | Viva-83126 | Quarterly, Fan Coil Unit | 2021-05-28 | HVAC (Heating / Cooling) | Preventive Maintenance
Vivarium | Viva-81293 | Quarterly, Fan Coil Unit | 2021-03-01 | HVAC (Heating / Cooling) | Preventive Maintenance
Vivarium | Viva-78112 | Annual, Phoenix Valve | 2020-09-28 | Preventive Maintenance | Preventive Maintenance
Vivarium | Viva-78113 | Annual, Phoenix Valve | 2020-09-28 | Preventive Maintenance | Preventive Maintenance
Vivarium | Viva-78114 | Annual, Phoenix Valve | 2020-09-28 | Preventive Maintenance | Preventive Maintenance
Vivarium | Viva-78115 | Annual, Phoenix Valve | 2020-09-28 | Preventive Maintenance | Preventive Maintenance
Vivarium | Viva-78116 | Annual, Phoenix Valve | 2020-09-28 | Preventive Maintenance | Preventive Maintenance
Vivarium | Viva-78117 | Annual, Phoenix Valve | 2020-09-28 | Preventive Maintenance | Preventive Maintenance
Vivarium | Viva-78118 | Annual, Phoenix Valve | 2020-09-28 | Preventive Maintenance | Preventive Maintenance
Vivarium | Viva-78119 | Annual, Phoenix Valve | 2020-09-28 | Preventive Maintenance | Preventive Maintenance
Vivarium | Viva-77190 | Quarterly, Sump Pump | 2020-08-28 | Mechanical | Preventive Maintenance
Vivarium | Viva-79429 | Quarterly, Sump Pump | 2020-11-30 | Mechanical | Preventive Maintenance
Vivarium | Viva-81272 | Quarterly, Sump Pump | 2021-03-01 | Mechanical | Preventive Maintenance
Vivarium | Viva-83108 | Quarterly, Sump Pump | 2021-05-28 | Mechanical | Preventive Maintenance
Vivarium | Viva-83109 | Quarterly, Sump Pump | 2021-05-28 | Mechanical | Preventive Maintenance
Vivarium | Viva-81276 | Quarterly, Sump Pump | 2021-03-01 | Mechanical | Preventive Maintenance
Vivarium | Viva-79430 | Quarterly, Sump Pump | 2020-11-30 | Mechanical | Preventive Maintenance
Vivarium | Viva-77194 | Quarterly, Sump Pump | 2020-08-28 | Mechanical | Preventive Maintenance
Vivarium | Viva-78120 | Annual, Phoenix Valve | 2020-09-28 | Preventive Maintenance | Preventive Maintenance
Vivarium | Viva-78121 | Annual, Phoenix Valve | 2020-09-28 | Preventive Maintenance | Preventive Maintenance
Vivarium | Viva-78122 | Annual, Phoenix Valve | 2020-09-28 | Preventive Maintenance | Preventive Maintenance
Vivarium | Viva-78123 | Annual, Phoenix Valve | 2020-09-28 | Preventive Maintenance | Preventive Maintenance
Vivarium | Viva-78124 | Annual, Phoenix Valve | 2020-09-28 | Preventive Maintenance | Preventive Maintenance
Vivarium | Viva-78125 | Annual, Phoenix Valve | 2020-09-28 | Preventive Maintenance | Preventive Maintenance
Vivarium | Viva-78126 | Annual, Phoenix Valve | 2020-09-28 | Preventive Maintenance | Preventive Maintenance
Vivarium | Viva-78127 | Annual, Phoenix Valve | 2020-09-28 | Preventive Maintenance | Preventive Maintenance
Vivarium | Viva-78128 | Annual, Phoenix Valve | 2020-09-28 | Preventive Maintenance | Preventive Maintenance
Vivarium | Viva-78129 | Annual, Phoenix Valve | 2020-09-28 | Preventive Maintenance | Preventive Maintenance
Vivarium | Viva-78130 | Annual, Phoenix Valve | 2020-09-28 | Preventive Maintenance | Preventive Maintenance
Vivarium | Viva-78131 | Annual, Phoenix Valve | 2020-09-28 | Preventive Maintenance | Preventive Maintenance
Vivarium | Viva-78132 | Annual, Phoenix Valve | 2020-09-28 | Preventive Maintenance | Preventive Maintenance
Vivarium | Viva-78133 | Annual, Phoenix Valve | 2020-09-28 | Preventive Maintenance | Preventive Maintenance
Vivarium | Viva-78134 | Annual, Phoenix Valve | 2020-09-28 | Preventive Maintenance | Preventive Maintenance
Vivarium | Viva-77207 | Quarterly, Fan Coil Unit | 2020-08-28 | HVAC (Heating / Cooling) | Preventive Maintenance
Vivarium | Viva-79447 | Quarterly, Fan Coil Unit | 2020-11-30 | HVAC (Heating / Cooling) | Preventive Maintenance
Vivarium | Viva-81277 | Quarterly, Fan Coil Unit | 2021-03-01 | HVAC (Heating / Cooling) | Preventive Maintenance
Vivarium | Viva-83127 | Quarterly, Fan Coil Unit | 2021-05-28 | HVAC (Heating / Cooling) | Preventive Maintenance
Vivarium | Viva-78135 | Annual, Phoenix Valve | 2020-09-28 | Preventive Maintenance | Preventive Maintenance
Vivarium | Viva-78136 | Annual, Phoenix Valve | 2020-09-28 | Preventive Maintenance | Preventive Maintenance
Vivarium | Viva-78137 | Annual, Phoenix Valve | 2020-09-28 | Preventive Maintenance | Preventive Maintenance
Vivarium | Viva-78138 | Annual, Phoenix Valve | 2020-09-28 | Preventive Maintenance | Preventive Maintenance
Vivarium | Viva-78139 | Annual, Phoenix Valve | 2020-09-28 | Preventive Maintenance | Preventive Maintenance
Vivarium | Viva-78140 | Annual, Phoenix Valve | 2020-09-28 | Preventive Maintenance | Preventive Maintenance
Vivarium | Viva-78141 | Annual, Phoenix Valve | 2020-09-28 | Preventive Maintenance | Preventive Maintenance
Vivarium | Viva-78142 | Annual, Phoenix Valve | 2020-09-28 | Preventive Maintenance | Preventive Maintenance
Vivarium | Viva-78143 | Annual, Phoenix Valve | 2020-09-28 | Preventive Maintenance | Preventive Maintenance
Vivarium | Viva-78144 | Annual, Phoenix Valve | 2020-09-28 | Preventive Maintenance | Preventive Maintenance
Vivarium | Viva-78145 | Annual, Phoenix Valve | 2020-09-28 | Preventive Maintenance | Preventive Maintenance
Vivarium | Viva-78146 | Annual, Phoenix Valve | 2020-09-28 | Preventive Maintenance | Preventive Maintenance
Vivarium | Viva-78147 | Annual, Phoenix Valve | 2020-09-28 | Preventive Maintenance | Preventive Maintenance
Vivarium | Viva-78148 | Annual, Phoenix Valve | 2020-09-28 | Preventive Maintenance | Preventive Maintenance
Vivarium | Viva-78149 | Annual, Phoenix Valve | 2020-09-28 | Preventive Maintenance | Preventive Maintenance
Vivarium | Viva-78150 | Annual, Phoenix Valve | 2020-09-28 | Preventive Maintenance | Preventive Maintenance
Vivarium | Viva-78151 | Annual, Phoenix Valve | 2020-09-28 | Preventive Maintenance | Preventive Maintenance
Vivarium | Viva-78152 | Annual, Phoenix Valve | 2020-09-28 | Preventive Maintenance | Preventive Maintenance
Vivarium | Viva-78153 | Annual, Phoenix Valve | 2020-09-28 | Preventive Maintenance | Preventive Maintenance
Vivarium | Viva-78154 | Annual, Phoenix Valve | 2020-09-28 | Preventive Maintenance | Preventive Maintenance
Vivarium | Viva-78155 | Annual, Phoenix Valve | 2020-09-28 | Preventive Maintenance | Preventive Maintenance
Vivarium | Viva-78156 | Annual, Phoenix Valve | 2020-09-28 | Preventive Maintenance | Preventive Maintenance
Vivarium | Viva-78157 | Annual, Phoenix Valve | 2020-09-28 | Preventive Maintenance | Preventive Maintenance
Vivarium | Viva-78158 | Annual, Phoenix Valve | 2020-09-28 | Preventive Maintenance | Preventive Maintenance
Vivarium | Viva-78159 | Annual, Phoenix Valve | 2020-09-28 | Preventive Maintenance | Preventive Maintenance
Vivarium | Viva-78160 | Annual, Phoenix Valve | 2020-09-28 | Preventive Maintenance | Preventive Maintenance
Vivarium | Viva-78161 | Annual, Phoenix Valve | 2020-09-28 | Preventive Maintenance | Preventive Maintenance
Vivarium | Viva-78162 | Annual, Phoenix Valve | 2020-09-28 | Preventive Maintenance | Preventive Maintenance
Vivarium | Viva-78163 | Annual, Phoenix Valve | 2020-09-28 | Preventive Maintenance | Preventive Maintenance
Vivarium | Viva-78164 | Annual, Phoenix Valve | 2020-09-28 | Preventive Maintenance | Preventive Maintenance
Vivarium | Viva-78165 | Annual, Phoenix Valve | 2020-09-28 | Preventive Maintenance | Preventive Maintenance
Vivarium | Viva-78166 | Annual, Phoenix Valve | 2020-09-28 | Preventive Maintenance | Preventive Maintenance
Vivarium | Viva-78167 | Annual, Phoenix Valve | 2020-09-28 | Preventive Maintenance | Preventive Maintenance
Vivarium | Viva-78168 | Annual, Phoenix Valve | 2020-09-28 | Preventive Maintenance | Preventive Maintenance
Vivarium | Viva-78169 | Annual, Phoenix Valve | 2020-09-28 | Preventive Maintenance | Preventive Maintenance
Vivarium | Viva-78170 | Annual, Phoenix Valve | 2020-09-28 | Preventive Maintenance | Preventive Maintenance
Vivarium | Viva-78171 | Annual, Phoenix Valve | 2020-09-28 | Preventive Maintenance | Preventive Maintenance
Vivarium | Viva-78172 | Annual, Phoenix Valve | 2020-09-28 | Preventive Maintenance | Preventive Maintenance
Vivarium | Viva-78173 | Annual, Phoenix Valve | 2020-09-28 | Preventive Maintenance | Preventive Maintenance
Vivarium | Viva-78174 | Annual, Phoenix Valve | 2020-09-28 | Preventive Maintenance | Preventive Maintenance
Vivarium | Viva-78175 | Annual, Phoenix Valve | 2020-09-28 | Preventive Maintenance | Preventive Maintenance
Vivarium | Viva-78176 | Annual, Phoenix Valve | 2020-09-28 | Preventive Maintenance | Preventive Maintenance
Vivarium | Viva-78177 | Annual, Phoenix Valve | 2020-09-28 | Preventive Maintenance | Preventive Maintenance
Vivarium | Viva-78178 | Annual, Phoenix Valve | 2020-09-28 | Preventive Maintenance | Preventive Maintenance
Vivarium | Viva-78179 | Annual, Phoenix Valve | 2020-09-28 | Preventive Maintenance | Preventive Maintenance
Vivarium | Viva-78180 | Annual, Phoenix Valve | 2020-09-28 | Preventive Maintenance | Preventive Maintenance
Vivarium | Viva-78181 | Annual, Phoenix Valve | 2020-09-28 | Preventive Maintenance | Preventive Maintenance
Vivarium | Viva-78182 | Annual, Phoenix Valve | 2020-09-28 | Preventive Maintenance | Preventive Maintenance
Vivarium | Viva-78183 | Annual, Phoenix Valve | 2020-09-28 | Preventive Maintenance | Preventive Maintenance
Vivarium | Viva-78184 | Annual, Phoenix Valve | 2020-09-28 | Preventive Maintenance | Preventive Maintenance
Vivarium | Viva-78185 | Annual, Phoenix Valve | 2020-09-28 | Preventive Maintenance | Preventive Maintenance
Vivarium | Viva-78186 | Annual, Phoenix Valve | 2020-09-28 | Preventive Maintenance | Preventive Maintenance
Vivarium | Viva-78187 | Annual, Phoenix Valve | 2020-09-28 | Preventive Maintenance | Preventive Maintenance
Vivarium | Viva-78188 | Annual, Phoenix Valve | 2020-09-28 | Preventive Maintenance | Preventive Maintenance
Vivarium | Viva-78189 | Annual, Phoenix Valve | 2020-09-28 | Preventive Maintenance | Preventive Maintenance
Vivarium | Viva-78190 | Annual, Phoenix Valve | 2020-09-28 | Preventive Maintenance | Preventive Maintenance
Vivarium | Viva-78191 | Annual, Phoenix Valve | 2020-09-28 | Preventive Maintenance | Preventive Maintenance
Vivarium | Viva-78192 | Annual, Phoenix Valve | 2020-09-28 | Preventive Maintenance | Preventive Maintenance
Vivarium | Viva-78193 | Annual, Phoenix Valve | 2020-09-28 | Preventive Maintenance | Preventive Maintenance
Vivarium | Viva-78194 | Annual, Phoenix Valve | 2020-09-28 | Preventive Maintenance | Preventive Maintenance
Vivarium | Viva-78195 | Annual, Phoenix Valve | 2020-09-28 | Preventive Maintenance | Preventive Maintenance
Vivarium | Viva-78196 | Annual, Phoenix Valve | 2020-09-28 | Preventive Maintenance | Preventive Maintenance
Vivarium | Viva-78197 | Annual, Phoenix Valve | 2020-09-28 | Preventive Maintenance | Preventive Maintenance
Vivarium | Viva-78198 | Annual, Phoenix Valve | 2020-09-28 | Preventive Maintenance | Preventive Maintenance
Vivarium | Viva-78199 | Annual, Phoenix Valve | 2020-09-28 | Preventive Maintenance | Preventive Maintenance
Vivarium | Viva-78200 | Annual, Phoenix Valve | 2020-09-28 | Preventive Maintenance | Preventive Maintenance
Vivarium | Viva-78201 | Annual, Phoenix Valve | 2020-09-28 | Preventive Maintenance | Preventive Maintenance
Vivarium | Viva-78202 | Annual, Phoenix Valve | 2020-09-28 | Preventive Maintenance | Preventive Maintenance
Vivarium | Viva-78203 | Annual, Phoenix Valve | 2020-09-28 | Preventive Maintenance | Preventive Maintenance
Vivarium | Viva-78204 | Annual, Phoenix Valve | 2020-09-28 | Preventive Maintenance | Preventive Maintenance
Vivarium | Viva-78205 | Annual, Phoenix Valve | 2020-09-28 | Preventive Maintenance | Preventive Maintenance
Vivarium | Viva-78206 | Annual, Phoenix Valve | 2020-09-28 | Preventive Maintenance | Preventive Maintenance
Vivarium | Viva-78207 | Annual, Phoenix Valve | 2020-09-28 | Preventive Maintenance | Preventive Maintenance
Building 4 | BU4-76256 | Annual, Back Flow Preventer | 2020-07-31 | Plumbing | Preventive Maintenance
Vivarium | Viva-76257 | Annual, Back Flow Preventer | 2020-07-31 | Plumbing | Preventive Maintenance
Vivarium | Viva-84014 | Annual, Back Flow Preventer | 2021-07-01 | Plumbing | Preventive Maintenance
Building 4 | BU4-82516 | Quarterly, Exhaust Fan | 2021-04-28 | HVAC (Heating / Cooling) | Preventive Maintenance
Building 4 | BU4-80679 | Quarterly, Exhaust Fan | 2021-01-28 | HVAC (Heating / Cooling) | Preventive Maintenance
Building 4 | BU4-76629 | Quarterly, Exhaust Fan | 2020-07-28 | HVAC (Heating / Cooling) | Preventive Maintenance
Building 4 | BU4-77397 | Annual, Exhaust Fan | 2020-09-01 | HVAC (Heating / Cooling) | Preventive Maintenance
Building 4 | BU4-78701 | Quarterly, Exhaust Fan | 2020-10-28 | HVAC (Heating / Cooling) | Preventive Maintenance
Vivarium | Viva-78467 | Weekly, Water Softener | 2020-09-25 | Plumbing | Preventive Maintenance
Vivarium | Viva-78553 | Weekly, Water Softener | 2020-10-02 | Plumbing | Preventive Maintenance
Vivarium | Viva-78300 | Weekly, Water Softener | 2020-09-11 | Plumbing | Preventive Maintenance
Vivarium | Viva-78387 | Weekly, Water Softener | 2020-09-18 | Plumbing | Preventive Maintenance
Vivarium | Viva-79228 | Weekly, Water Softener | 2020-10-30 | Plumbing | Preventive Maintenance
Vivarium | Viva-79143 | Weekly, Water Softener | 2020-10-23 | Plumbing | Preventive Maintenance
Vivarium | Viva-79012 | Weekly, Water Softener | 2020-10-16 | Plumbing | Preventive Maintenance
Vivarium | Viva-78857 | Weekly, Water Softener | 2020-10-09 | Plumbing | Preventive Maintenance
Vivarium | Viva-79601 | Weekly, Water Softener | 2020-11-06 | Plumbing | Preventive Maintenance
Vivarium | Viva-79701 | Weekly, Water Softener | 2020-11-13 | Plumbing | Preventive Maintenance
Vivarium | Viva-79897 | Weekly, Water Softener | 2020-11-27 | Plumbing | Preventive Maintenance
Vivarium | Viva-79797 | Weekly, Water Softener | 2020-11-20 | Plumbing | Preventive Maintenance
Vivarium | Viva-79970 | Weekly, Water Softener | 2020-12-04 | Plumbing | Preventive Maintenance
Vivarium | Viva-77448 | Weekly, Water Softener | 2020-08-14 | Plumbing | Preventive Maintenance
Vivarium | Viva-77544 | Weekly, Water Softener | 2020-08-21 | Plumbing | Preventive Maintenance
Vivarium | Viva-77364 | Weekly, Water Softener | 2020-08-07 | Plumbing | Preventive Maintenance
Vivarium | Viva-77800 | Weekly, Water Softener | 2020-09-04 | Plumbing | Preventive Maintenance
Vivarium | Viva-77670 | Weekly, Water Softener | 2020-08-28 | Plumbing | Preventive Maintenance
Vivarium | Viva-76556 | Weekly, Water Softener | 2020-07-03 | Plumbing | Preventive Maintenance
Vivarium | Viva-76937 | Weekly, Water Softener | 2020-07-24 | Plumbing | Preventive Maintenance
Vivarium | Viva-77014 | Weekly, Water Softener | 2020-07-31 | Plumbing | Preventive Maintenance
Vivarium | Viva-76758 | Weekly, Water Softener | 2020-07-10 | Plumbing | Preventive Maintenance
Vivarium | Viva-76851 | Weekly, Water Softener | 2020-07-17 | Plumbing | Preventive Maintenance
Vivarium | Viva-80593 | Weekly, Water Softener | 2021-01-01 | Plumbing | Preventive Maintenance
Vivarium | Viva-80357 | Weekly, Water Softener | 2020-12-11 | Plumbing | Preventive Maintenance
Vivarium | Viva-80537 | Weekly, Water Softener | 2020-12-25 | Plumbing | Preventive Maintenance
Vivarium | Viva-80454 | Weekly, Water Softener | 2020-12-18 | Plumbing | Preventive Maintenance
Vivarium | Viva-81040 | Weekly, Water Softener | 2021-01-22 | Plumbing | Preventive Maintenance
Vivarium | Viva-81103 | Weekly, Water Softener | 2021-01-29 | Plumbing | Preventive Maintenance
Vivarium | Viva-80822 | Weekly, Water Softener | 2021-01-08 | Plumbing | Preventive Maintenance
Vivarium | Viva-80947 | Weekly, Water Softener | 2021-01-15 | Plumbing | Preventive Maintenance
Vivarium | Viva-81397 | Weekly, Water Softener | 2021-02-05 | Plumbing | Preventive Maintenance
Vivarium | Viva-81603 | Weekly, Water Softener | 2021-02-19 | Plumbing | Preventive Maintenance
Vivarium | Viva-81528 | Weekly, Water Softener | 2021-02-12 | Plumbing | Preventive Maintenance
Vivarium | Viva-81689 | Weekly, Water Softener | 2021-02-26 | Plumbing | Preventive Maintenance
Vivarium | Viva-82149 | Weekly, Water Softener | 2021-03-12 | Plumbing | Preventive Maintenance
Vivarium | Viva-81986 | Weekly, Water Softener | 2021-03-05 | Plumbing | Preventive Maintenance
Vivarium | Viva-82409 | Weekly, Water Softener | 2021-04-02 | Plumbing | Preventive Maintenance
Vivarium | Viva-82320 | Weekly, Water Softener | 2021-03-26 | Plumbing | Preventive Maintenance
Vivarium | Viva-82250 | Weekly, Water Softener | 2021-03-19 | Plumbing | Preventive Maintenance
Vivarium | Viva-82656 | Weekly, Water Softener | 2021-04-09 | Plumbing | Preventive Maintenance
Vivarium | Viva-82931 | Weekly, Water Softener | 2021-04-30 | Plumbing | Preventive Maintenance
Vivarium | Viva-82825 | Weekly, Water Softener | 2021-04-23 | Plumbing | Preventive Maintenance
Vivarium | Viva-82734 | Weekly, Water Softener | 2021-04-16 | Plumbing | Preventive Maintenance
Vivarium | Viva-84118 | Weekly, Water Softener | 2021-06-11 | Plumbing | Preventive Maintenance
Vivarium | Viva-84312 | Weekly, Water Softener | 2021-06-25 | Plumbing | Preventive Maintenance
Vivarium | Viva-84211 | Weekly, Water Softener | 2021-06-18 | Plumbing | Preventive Maintenance
Vivarium | Viva-83292 | Weekly, Water Softener | 2021-05-07 | Plumbing | Preventive Maintenance
Vivarium | Viva-83399 | Weekly, Water Softener | 2021-05-14 | Plumbing | Preventive Maintenance
Vivarium | Viva-83504 | Weekly, Water Softener | 2021-05-21 | Plumbing | Preventive Maintenance
Vivarium | Viva-83749 | Weekly, Water Softener | 2021-06-04 | Plumbing | Preventive Maintenance
Vivarium | Viva-83612 | Weekly, Water Softener | 2021-05-28 | Plumbing | Preventive Maintenance
Vivarium | Viva-83613 | Weekly, Water Softener | 2021-05-28 | Plumbing | Preventive Maintenance
Vivarium | Viva-83750 | Weekly, Water Softener | 2021-06-04 | Plumbing | Preventive Maintenance
Vivarium | Viva-83505 | Weekly, Water Softener | 2021-05-21 | Plumbing | Preventive Maintenance
Vivarium | Viva-83400 | Weekly, Water Softener | 2021-05-14 | Plumbing | Preventive Maintenance
Vivarium | Viva-83293 | Weekly, Water Softener | 2021-05-07 | Plumbing | Preventive Maintenance
Vivarium | Viva-84212 | Weekly, Water Softener | 2021-06-18 | Plumbing | Preventive Maintenance
Vivarium | Viva-84313 | Weekly, Water Softener | 2021-06-25 | Plumbing | Preventive Maintenance
Vivarium | Viva-84119 | Weekly, Water Softener | 2021-06-11 | Plumbing | Preventive Maintenance
Vivarium | Viva-82735 | Weekly, Water Softener | 2021-04-16 | Plumbing | Preventive Maintenance
Vivarium | Viva-82826 | Weekly, Water Softener | 2021-04-23 | Plumbing | Preventive Maintenance
Vivarium | Viva-82932 | Weekly, Water Softener | 2021-04-30 | Plumbing | Preventive Maintenance
Vivarium | Viva-82657 | Weekly, Water Softener | 2021-04-09 | Plumbing | Preventive Maintenance
Vivarium | Viva-82251 | Weekly, Water Softener | 2021-03-19 | Plumbing | Preventive Maintenance
Vivarium | Viva-82321 | Weekly, Water Softener | 2021-03-26 | Plumbing | Preventive Maintenance
Vivarium | Viva-82410 | Weekly, Water Softener | 2021-04-02 | Plumbing | Preventive Maintenance
Vivarium | Viva-81987 | Weekly, Water Softener | 2021-03-05 | Plumbing | Preventive Maintenance
Vivarium | Viva-82150 | Weekly, Water Softener | 2021-03-12 | Plumbing | Preventive Maintenance
Vivarium | Viva-81690 | Weekly, Water Softener | 2021-02-26 | Plumbing | Preventive Maintenance
Vivarium | Viva-81529 | Weekly, Water Softener | 2021-02-12 | Plumbing | Preventive Maintenance
Vivarium | Viva-81604 | Weekly, Water Softener | 2021-02-19 | Plumbing | Preventive Maintenance
Vivarium | Viva-81398 | Weekly, Water Softener | 2021-02-05 | Plumbing | Preventive Maintenance
Vivarium | Viva-80948 | Weekly, Water Softener | 2021-01-15 | Plumbing | Preventive Maintenance
Vivarium | Viva-80823 | Weekly, Water Softener | 2021-01-08 | Plumbing | Preventive Maintenance
Vivarium | Viva-81104 | Weekly, Water Softener | 2021-01-29 | Plumbing | Preventive Maintenance
Vivarium | Viva-81041 | Weekly, Water Softener | 2021-01-22 | Plumbing | Preventive Maintenance
Vivarium | Viva-80455 | Weekly, Water Softener | 2020-12-18 | Plumbing | Preventive Maintenance
Vivarium | Viva-80538 | Weekly, Water Softener | 2020-12-25 | Plumbing | Preventive Maintenance
Vivarium | Viva-80358 | Weekly, Water Softener | 2020-12-11 | Plumbing | Preventive Maintenance
Vivarium | Viva-80594 | Weekly, Water Softener | 2021-01-01 | Plumbing | Preventive Maintenance
Vivarium | Viva-76852 | Weekly, Water Softener | 2020-07-17 | Plumbing | Preventive Maintenance
Vivarium | Viva-76759 | Weekly, Water Softener | 2020-07-10 | Plumbing | Preventive Maintenance
Vivarium | Viva-77015 | Weekly, Water Softener | 2020-07-31 | Plumbing | Preventive Maintenance
Vivarium | Viva-76938 | Weekly, Water Softener | 2020-07-24 | Plumbing | Preventive Maintenance
Vivarium | Viva-76557 | Weekly, Water Softener | 2020-07-03 | Plumbing | Preventive Maintenance
Vivarium | Viva-77671 | Weekly, Water Softener | 2020-08-28 | Plumbing | Preventive Maintenance
Vivarium | Viva-77801 | Weekly, Water Softener | 2020-09-04 | Plumbing | Preventive Maintenance
Vivarium | Viva-77365 | Weekly, Water Softener | 2020-08-07 | Plumbing | Preventive Maintenance
Vivarium | Viva-77545 | Weekly, Water Softener | 2020-08-21 | Plumbing | Preventive Maintenance
Vivarium | Viva-77449 | Weekly, Water Softener | 2020-08-14 | Plumbing | Preventive Maintenance
Vivarium | Viva-79971 | Weekly, Water Softener | 2020-12-04 | Plumbing | Preventive Maintenance
Vivarium | Viva-79798 | Weekly, Water Softener | 2020-11-20 | Plumbing | Preventive Maintenance
Vivarium | Viva-79898 | Weekly, Water Softener | 2020-11-27 | Plumbing | Preventive Maintenance
Vivarium | Viva-79702 | Weekly, Water Softener | 2020-11-13 | Plumbing | Preventive Maintenance
Vivarium | Viva-79602 | Weekly, Water Softener | 2020-11-06 | Plumbing | Preventive Maintenance
Vivarium | Viva-78858 | Weekly, Water Softener | 2020-10-09 | Plumbing | Preventive Maintenance
Vivarium | Viva-79013 | Weekly, Water Softener | 2020-10-16 | Plumbing | Preventive Maintenance
Vivarium | Viva-79144 | Weekly, Water Softener | 2020-10-23 | Plumbing | Preventive Maintenance
Vivarium | Viva-79229 | Weekly, Water Softener | 2020-10-30 | Plumbing | Preventive Maintenance
Vivarium | Viva-78388 | Weekly, Water Softener | 2020-09-18 | Plumbing | Preventive Maintenance
Vivarium | Viva-78301 | Weekly, Water Softener | 2020-09-11 | Plumbing | Preventive Maintenance
Vivarium | Viva-78554 | Weekly, Water Softener | 2020-10-02 | Plumbing | Preventive Maintenance
Vivarium | Viva-78468 | Weekly, Water Softener | 2020-09-25 | Plumbing | Preventive Maintenance
Cancer Center | CC-78490 | Weekly Floor Drains | 2020-09-25 | Plumbing | Preventive Maintenance
Cancer Center | CC-78472 | Weekly, Cancer Center Building Rounds | 2020-09-25 | Rounds | Preventive Maintenance
Cancer Center | CC-78410 | Weekly Floor Drains | 2020-09-18 | Plumbing | Preventive Maintenance
Cancer Center | CC-78558 | Weekly, Cancer Center Building Rounds | 2020-10-02 | Rounds | Preventive Maintenance
Cancer Center | CC-78575 | Fire Extinguisher | 2020-10-01 | Fire Systems | Preventive Maintenance
Cancer Center | CC-78566 | Quarterly Fire Sprinkler Valve | 2020-10-01 | Fire Systems | Preventive Maintenance
Cancer Center | CC-78594 | Weekly Floor Drains | 2020-10-02 | Plumbing | Preventive Maintenance
Cancer Center | CC-78309 | Weekly Floor Drains | 2020-09-11 | Plumbing | Preventive Maintenance
Cancer Center | CC-78305 | Weekly, Cancer Center Building Rounds | 2020-09-11 | Rounds | Preventive Maintenance
Cancer Center | CC-78392 | Weekly, Cancer Center Building Rounds | 2020-09-18 | Rounds | Preventive Maintenance
Cancer Center | CC-79233 | Weekly, Cancer Center Building Rounds | 2020-10-30 | Rounds | Preventive Maintenance
Cancer Center | CC-79165 | Weekly Floor Drains | 2020-10-23 | Plumbing | Preventive Maintenance
Cancer Center | CC-79148 | Weekly, Cancer Center Building Rounds | 2020-10-23 | Rounds | Preventive Maintenance
Cancer Center | CC-79246 | Weekly Floor Drains | 2020-10-30 | Plumbing | Preventive Maintenance
Cancer Center | CC-79299 | Fire Extinguisher | 2020-11-02 | Fire Systems | Preventive Maintenance
Cancer Center | CC-79027 | Weekly Floor Drains | 2020-10-16 | Plumbing | Preventive Maintenance
Cancer Center | CC-79017 | Weekly, Cancer Center Building Rounds | 2020-10-16 | Rounds | Preventive Maintenance
Cancer Center | CC-78862 | Weekly, Cancer Center Building Rounds | 2020-10-09 | Rounds | Preventive Maintenance
Cancer Center | CC-78924 | Weekly Floor Drains | 2020-10-09 | Plumbing | Preventive Maintenance
Cancer Center | CC-79626 | Weekly Floor Drains | 2020-11-06 | Plumbing | Preventive Maintenance
Cancer Center | CC-79706 | Weekly, Cancer Center Building Rounds | 2020-11-13 | Rounds | Preventive Maintenance
Cancer Center | CC-79606 | Weekly, Cancer Center Building Rounds | 2020-11-06 | Rounds | Preventive Maintenance
Cancer Center | CC-79819 | Weekly Floor Drains | 2020-11-20 | Plumbing | Preventive Maintenance
Cancer Center | CC-79802 | Weekly, Cancer Center Building Rounds | 2020-11-20 | Rounds | Preventive Maintenance
Cancer Center | CC-79733 | Weekly Floor Drains | 2020-11-13 | Plumbing | Preventive Maintenance
Cancer Center | CC-79976 | Weekly, Cancer Center Building Rounds | 2020-12-04 | Rounds | Preventive Maintenance
Cancer Center | CC-79912 | Weekly Floor Drains | 2020-11-27 | Plumbing | Preventive Maintenance
Cancer Center | CC-79902 | Weekly, Cancer Center Building Rounds | 2020-11-27 | Rounds | Preventive Maintenance
Cancer Center | CC-79947 | Fire Extinguisher | 2020-12-01 | Fire Systems | Preventive Maintenance
Cancer Center | CC-77474 | Weekly Floor Drains | 2020-08-14 | Plumbing | Preventive Maintenance
Cancer Center | CC-77453 | Weekly, Cancer Center Building Rounds | 2020-08-14 | Rounds | Preventive Maintenance
Cancer Center | CC-77577 | Weekly Floor Drains | 2020-08-21 | Plumbing | Preventive Maintenance
Cancer Center | CC-77549 | Weekly, Cancer Center Building Rounds | 2020-08-21 | Rounds | Preventive Maintenance
Cancer Center | CC-77383 | Weekly Floor Drains | 2020-08-07 | Plumbing | Preventive Maintenance
Cancer Center | CC-77369 | Weekly, Cancer Center Building Rounds | 2020-08-07 | Rounds | Preventive Maintenance
Cancer Center | CC-77768 | Semi Annual, Fire Protection Pre Action | 2020-09-01 | Fire Systems | Preventive Maintenance
Cancer Center | CC-77695 | Weekly Floor Drains | 2020-08-28 | Plumbing | Preventive Maintenance
Cancer Center | CC-77760 | Fire Extinguisher | 2020-09-01 | Fire Systems | Preventive Maintenance
Cancer Center | CC-77675 | Weekly, Cancer Center Building Rounds | 2020-08-28 | Rounds | Preventive Maintenance
Cancer Center | CC-78223 | Weekly Floor Drains | 2020-09-04 | Plumbing | Preventive Maintenance
Cancer Center | CC-77806 | Weekly, Cancer Center Building Rounds | 2020-09-04 | Rounds | Preventive Maintenance
Cancer Center | CC-76594 | Weekly Floor Drains | 2020-07-03 | Plumbing | Preventive Maintenance
Cancer Center | CC-76324 | Annual, Fire Sprinkler Valve | 2020-07-01 | Plumbing | Preventive Maintenance
Cancer Center | CC-76561 | Weekly, Cancer Center Building Rounds | 2020-07-03 | Rounds | Preventive Maintenance
Cancer Center | CC-76536 | Fire Extinguisher | 2020-07-01 | Fire Systems | Preventive Maintenance
Cancer Center | CC-76527 | Quarterly Fire Sprinkler Valve | 2020-07-01 | Fire Systems | Preventive Maintenance
Cancer Center | CC-76942 | Weekly, Cancer Center Building Rounds | 2020-07-24 | Rounds | Preventive Maintenance
Cancer Center | CC-77029 | Weekly Floor Drains | 2020-07-31 | Plumbing | Preventive Maintenance
Cancer Center | CC-77019 | Weekly, Cancer Center Building Rounds | 2020-07-31 | Rounds | Preventive Maintenance
Cancer Center | CC-76950 | Weekly Floor Drains | 2020-07-24 | Plumbing | Preventive Maintenance
Cancer Center | CC-77064 | Fire Extinguisher | 2020-08-03 | Fire Systems | Preventive Maintenance
Cancer Center | CC-76763 | Weekly, Cancer Center Building Rounds | 2020-07-10 | Rounds | Preventive Maintenance
Cancer Center | CC-76786 | Weekly Floor Drains | 2020-07-10 | Plumbing | Preventive Maintenance
Cancer Center | CC-76878 | Weekly Floor Drains | 2020-07-17 | Plumbing | Preventive Maintenance
Cancer Center | CC-76856 | Weekly, Cancer Center Building Rounds | 2020-07-17 | Rounds | Preventive Maintenance
Cancer Center | CC-80598 | Weekly, Cancer Center Building Rounds | 2021-01-01 | Rounds | Preventive Maintenance
Cancer Center | CC-80624 | Fire Extinguisher | 2021-01-01 | Fire Systems | Preventive Maintenance
Cancer Center | CC-80609 | Weekly Floor Drains | 2021-01-01 | Plumbing | Preventive Maintenance
Cancer Center | CC-80615 | Quarterly Fire Sprinkler Valve | 2021-01-01 | Fire Systems | Preventive Maintenance
Cancer Center | CC-80629 | Annual Fire Extinguisher | 2021-01-01 | Fire Systems | Preventive Maintenance
Cancer Center | CC-80377 | Weekly Floor Drains | 2020-12-11 | Plumbing | Preventive Maintenance
Cancer Center | CC-80362 | Weekly, Cancer Center Building Rounds | 2020-12-11 | Rounds | Preventive Maintenance
Cancer Center | CC-80258 | Weekly Floor Drains | 2020-12-04 | Plumbing | Preventive Maintenance
Cancer Center | CC-80555 | Weekly Floor Drains | 2020-12-25 | Plumbing | Preventive Maintenance
Cancer Center | CC-80542 | Weekly, Cancer Center Building Rounds | 2020-12-25 | Rounds | Preventive Maintenance
Cancer Center | CC-80474 | Weekly Floor Drains | 2020-12-18 | Plumbing | Preventive Maintenance
Cancer Center | CC-80459 | Weekly, Cancer Center Building Rounds | 2020-12-18 | Rounds | Preventive Maintenance
Cancer Center | CC-81045 | Weekly, Cancer Center Building Rounds | 2021-01-22 | Rounds | Preventive Maintenance
Cancer Center | CC-81048 | Weekly Floor Drains | 2021-01-22 | Plumbing | Preventive Maintenance
Cancer Center | CC-81115 | Weekly Floor Drains | 2021-01-29 | Plumbing | Preventive Maintenance
Cancer Center | CC-81108 | Weekly, Cancer Center Building Rounds | 2021-01-29 | Rounds | Preventive Maintenance
Cancer Center | CC-81163 | Fire Extinguisher | 2021-02-01 | Fire Systems | Preventive Maintenance
Cancer Center | CC-80847 | Weekly Floor Drains | 2021-01-08 | Plumbing | Preventive Maintenance
Cancer Center | CC-80962 | Weekly Floor Drains | 2021-01-15 | Plumbing | Preventive Maintenance
Cancer Center | CC-80952 | Weekly, Cancer Center Building Rounds | 2021-01-15 | Rounds | Preventive Maintenance
Cancer Center | CC-80827 | Weekly, Cancer Center Building Rounds | 2021-01-08 | Rounds | Preventive Maintenance
Cancer Center | CC-81417 | Weekly, Cancer Center Building Rounds | 2021-02-05 | Rounds | Preventive Maintenance
Cancer Center | CC-81545 | Weekly Floor Drains | 2021-02-12 | Plumbing | Preventive Maintenance
Cancer Center | CC-81533 | Weekly, Cancer Center Building Rounds | 2021-02-12 | Rounds | Preventive Maintenance
Cancer Center | CC-81463 | Weekly Floor Drains | 2021-02-05 | Plumbing | Preventive Maintenance
Cancer Center | CC-81694 | Weekly, Cancer Center Building Rounds | 2021-02-26 | Rounds | Preventive Maintenance
Cancer Center | CC-81618 | Weekly Floor Drains | 2021-02-19 | Plumbing | Preventive Maintenance
Cancer Center | CC-81608 | Weekly, Cancer Center Building Rounds | 2021-02-19 | Rounds | Preventive Maintenance
Cancer Center | CC-81710 | Weekly Floor Drains | 2021-02-26 | Plumbing | Preventive Maintenance
Cancer Center | CC-81762 | Semi Annual, Fire Protection Pre Action | 2021-03-01 | Fire Systems | Preventive Maintenance
Cancer Center | CC-81757 | Fire Extinguisher | 2021-03-01 | Fire Systems | Preventive Maintenance
Cancer Center | CC-82174 | Weekly Floor Drains | 2021-03-12 | Plumbing | Preventive Maintenance
Cancer Center | CC-82154 | Weekly, Cancer Center Building Rounds | 2021-03-12 | Rounds | Preventive Maintenance
Cancer Center | CC-82061 | Weekly Floor Drains | 2021-03-05 | Plumbing | Preventive Maintenance
Cancer Center | CC-81997 | Weekly, Cancer Center Building Rounds | 2021-03-05 | Rounds | Preventive Maintenance
Cancer Center | CC-82422 | Quarterly Fire Sprinkler Valve | 2021-04-01 | Fire Systems | Preventive Maintenance
Cancer Center | CC-82414 | Weekly, Cancer Center Building Rounds | 2021-04-02 | Rounds | Preventive Maintenance
Cancer Center | CC-82431 | Fire Extinguisher | 2021-04-01 | Fire Systems | Preventive Maintenance
Cancer Center | CC-82463 | Weekly Floor Drains | 2021-04-02 | Plumbing | Preventive Maintenance
Cancer Center | CC-82343 | Weekly Floor Drains | 2021-03-26 | Plumbing | Preventive Maintenance
Cancer Center | CC-82325 | Weekly, Cancer Center Building Rounds | 2021-03-26 | Rounds | Preventive Maintenance
Cancer Center | CC-82255 | Weekly, Cancer Center Building Rounds | 2021-03-19 | Rounds | Preventive Maintenance
Cancer Center | CC-82265 | Weekly Floor Drains | 2021-03-19 | Plumbing | Preventive Maintenance
Cancer Center | CC-82661 | Weekly, Cancer Center Building Rounds | 2021-04-09 | Rounds | Preventive Maintenance
Cancer Center | CC-82681 | Weekly Floor Drains | 2021-04-09 | Plumbing | Preventive Maintenance
Cancer Center | CC-82983 | Fire Extinguisher | 2021-05-03 | Fire Systems | Preventive Maintenance
Cancer Center | CC-82936 | Weekly, Cancer Center Building Rounds | 2021-04-30 | Rounds | Preventive Maintenance
Cancer Center | CC-82945 | Weekly Floor Drains | 2021-04-30 | Plumbing | Preventive Maintenance
Cancer Center | CC-82830 | Weekly, Cancer Center Building Rounds | 2021-04-23 | Rounds | Preventive Maintenance
Cancer Center | CC-82843 | Weekly Floor Drains | 2021-04-23 | Plumbing | Preventive Maintenance
Cancer Center | CC-82752 | Weekly Floor Drains | 2021-04-16 | Plumbing | Preventive Maintenance
Cancer Center | CC-82739 | Weekly, Cancer Center Building Rounds | 2021-04-16 | Rounds | Preventive Maintenance
Cancer Center | CC-84123 | Weekly, Cancer Center Building Rounds | 2021-06-11 | Rounds | Preventive Maintenance
Cancer Center | CC-84084 | Annual, Fire Sprinkler Valve | 2021-07-01 | Plumbing | Preventive Maintenance
Cancer Center | CC-83941 | Weekly Floor Drains | 2021-06-04 | Plumbing | Preventive Maintenance
Cancer Center | CC-84317 | Weekly, Cancer Center Building Rounds | 2021-06-25 | Rounds | Preventive Maintenance
Cancer Center | CC-84429 | Quarterly Fire Sprinkler Valve | 2021-07-01 | Fire Systems | Preventive Maintenance
Cancer Center | CC-84232 | Weekly Floor Drains | 2021-06-18 | Plumbing | Preventive Maintenance
Cancer Center | CC-84216 | Weekly, Cancer Center Building Rounds | 2021-06-18 | Rounds | Preventive Maintenance
Cancer Center | CC-84139 | Weekly Floor Drains | 2021-06-11 | Plumbing | Preventive Maintenance
Cancer Center | CC-83755 | Weekly, Cancer Center Building Rounds | 2021-06-04 | Rounds | Preventive Maintenance
Cancer Center | CC-83297 | Weekly, Cancer Center Building Rounds | 2021-05-07 | Rounds | Preventive Maintenance
Cancer Center | CC-83435 | Weekly Floor Drains | 2021-05-14 | Plumbing | Preventive Maintenance
Cancer Center | CC-83404 | Weekly, Cancer Center Building Rounds | 2021-05-14 | Rounds | Preventive Maintenance
Cancer Center | CC-83308 | Weekly Floor Drains | 2021-05-07 | Plumbing | Preventive Maintenance
Cancer Center | CC-83527 | Weekly Floor Drains | 2021-05-21 | Plumbing | Preventive Maintenance
Cancer Center | CC-83509 | Weekly, Cancer Center Building Rounds | 2021-05-21 | Rounds | Preventive Maintenance
Cancer Center | CC-83617 | Weekly, Cancer Center Building Rounds | 2021-05-28 | Rounds | Preventive Maintenance
Cancer Center | CC-83639 | Weekly Floor Drains | 2021-05-28 | Plumbing | Preventive Maintenance
Cancer Center | CC-83709 | Fire Extinguisher | 2021-06-01 | Fire Systems | Preventive Maintenance
Cancer Center | CC-84438 | Fire Extinguisher | 2021-07-01 | Fire Systems | Preventive Maintenance
Cancer Center | CC-84331 | Weekly Floor Drains | 2021-06-25 | Plumbing | Preventive Maintenance
Cancer Center | CC-82473 | Annual, Air Terminal Unit (CC 1st floor) | 2021-04-28 | HVAC (Heating / Cooling) | Preventive Maintenance
Cancer Center | CC-77805 | Annual, Chilled Beam (CC 1st floor) | 2020-09-28 | HVAC (Heating / Cooling) | Preventive Maintenance
Cancer Center | CC-78615 | Annual, Chilled Beam (CC 2nd floor) | 2020-10-28 | HVAC (Heating / Cooling) | Preventive Maintenance
Cancer Center | CC-83016 | Annual, Air Terminal Unit (CC 2nd floor) | 2021-05-28 | HVAC (Heating / Cooling) | Preventive Maintenance
Cancer Center | CC-83754 | Annual, Air Terminal Unit (CC 3rd floor) | 2021-06-28 | HVAC (Heating / Cooling) | Preventive Maintenance
Cancer Center | CC-79350 | Annual, Chilled Beam (CC 3rd floor) | 2020-11-30 | HVAC (Heating / Cooling) | Preventive Maintenance
Cancer Center | CC-79975 | Annual, Chilled Beam (CC 4th floor) | 2020-12-28 | HVAC (Heating / Cooling) | Preventive Maintenance
Cancer Center | CC-76578 | Annual, Air Terminal Unit (CC 4th floor) | 2020-07-28 | HVAC (Heating / Cooling) | Preventive Maintenance
Cancer Center | CC-77102 | Annual, Air Terminal Unit (CC 5th floor) | 2020-08-28 | HVAC (Heating / Cooling) | Preventive Maintenance
Cancer Center | CC-80341 | Annual Roof Inspection | 2021-01-15 | Preventive Maintenance | Preventive Maintenance
Cancer Center | CC-78774 | Annual, Lighting Control Panel | 2020-10-28 | Electronic | Preventive Maintenance
Cancer Center | CC-78775 | Annual, Lighting Control Panel | 2020-10-28 | Electronic | Preventive Maintenance
Cancer Center | CC-78776 | Annual, Lighting Control Panel | 2020-10-28 | Electronic | Preventive Maintenance
Cancer Center | CC-78777 | Annual, Lighting Control Panel | 2020-10-28 | Electronic | Preventive Maintenance
Cancer Center | CC-79511 | Annual, Control Panel | 2020-11-30 | Electrical | Preventive Maintenance
Cancer Center | CC-79512 | Annual, Control Panel | 2020-11-30 | Electrical | Preventive Maintenance
Cancer Center | CC-79513 | Annual, Control Panel | 2020-11-30 | Electrical | Preventive Maintenance
Cancer Center | CC-79559 | Semi-Annual, Automatic Transfer Switch | 2020-11-30 | Electrical | Preventive Maintenance
Cancer Center | CC-83235 | Semi-Annual, Automatic Transfer Switch | 2021-05-28 | Miscellaneous | Preventive Maintenance
Cancer Center | CC-83236 | Semi-Annual, Automatic Transfer Switch | 2021-05-28 | Miscellaneous | Preventive Maintenance
Cancer Center | CC-79560 | Semi-Annual, Automatic Transfer Switch | 2020-11-30 | Electrical | Preventive Maintenance
Cancer Center | CC-79561 | Semi-Annual, Automatic Transfer Switch | 2020-11-30 | Electrical | Preventive Maintenance
Cancer Center | CC-83237 | Semi-Annual, Automatic Transfer Switch | 2021-05-28 | Miscellaneous | Preventive Maintenance
Cancer Center | CC-82595 | Semi-Annual, Automatic Transfer Switch | 2021-04-28 | Electrical | Preventive Maintenance
Cancer Center | CC-78801 | Semi-Annual, Automatic Transfer Switch | 2020-10-28 | Electrical | Preventive Maintenance
Cancer Center | CC-78802 | Semi-Annual, Automatic Transfer Switch | 2020-10-28 | Electrical | Preventive Maintenance
Cancer Center | CC-82596 | Semi-Annual, Automatic Transfer Switch | 2021-04-28 | Electrical | Preventive Maintenance
Cancer Center | CC-82597 | Semi-Annual, Automatic Transfer Switch | 2021-04-28 | Electrical | Preventive Maintenance
Cancer Center | CC-78803 | Semi-Annual, Automatic Transfer Switch | 2020-10-28 | Electrical | Preventive Maintenance
Cancer Center | CC-78781 | Monthly, Emergency Generator Set | 2020-10-28 | Mechanical | Preventive Maintenance
Cancer Center | CC-78383 | Weekly, Emergency Generator Set | 2020-09-18 | Mechanical | Preventive Maintenance
Cancer Center | CC-78296 | Weekly, Emergency Generator Set | 2020-09-11 | Electrical | Preventive Maintenance
Cancer Center | CC-78463 | Weekly, Emergency Generator Set | 2020-09-25 | Mechanical | Preventive Maintenance
Cancer Center | CC-78549 | Weekly, Emergency Generator Set | 2020-10-02 | Mechanical | Preventive Maintenance
Cancer Center | CC-79139 | Weekly, Emergency Generator Set | 2020-10-23 | Mechanical | Preventive Maintenance
Cancer Center | CC-79224 | Weekly, Emergency Generator Set | 2020-10-30 | Mechanical | Preventive Maintenance
Cancer Center | CC-78853 | Weekly, Emergency Generator Set | 2020-10-09 | Mechanical | Preventive Maintenance
Cancer Center | CC-79008 | Weekly, Emergency Generator Set | 2020-10-16 | Mechanical | Preventive Maintenance
Cancer Center | CC-79519 | Monthly, Emergency Generator Set | 2020-11-30 | Mechanical | Preventive Maintenance
Cancer Center | CC-79793 | Weekly, Emergency Generator Set | 2020-11-20 | Mechanical | Preventive Maintenance
Cancer Center | CC-79893 | Weekly, Emergency Generator Set | 2020-11-27 | Mechanical | Preventive Maintenance
Cancer Center | CC-79597 | Weekly, Emergency Generator Set | 2020-11-06 | Mechanical | Preventive Maintenance
Cancer Center | CC-79697 | Weekly, Emergency Generator Set | 2020-11-13 | Mechanical | Preventive Maintenance
Cancer Center | CC-79966 | Weekly, Emergency Generator Set | 2020-12-04 | Mechanical | Preventive Maintenance
Cancer Center | CC-80230 | Monthly, Emergency Generator Set | 2020-12-28 | Mechanical | Preventive Maintenance
Cancer Center | CC-76847 | Weekly, Emergency Generator Set | 2020-07-17 | Mechanical | Preventive Maintenance
Cancer Center | CC-76754 | Weekly, Emergency Generator Set | 2020-07-10 | Mechanical | Preventive Maintenance
Cancer Center | CC-77010 | Weekly, Emergency Generator Set | 2020-07-31 | Mechanical | Preventive Maintenance
Cancer Center | CC-76933 | Weekly, Emergency Generator Set | 2020-07-24 | Mechanical | Preventive Maintenance
Cancer Center | CC-76692 | Monthly, Emergency Generator Set | 2020-07-28 | Mechanical | Preventive Maintenance
Cancer Center | CC-76552 | Weekly, Emergency Generator Set | 2020-07-03 | Mechanical | Preventive Maintenance
Cancer Center | CC-77993 | Monthly, Emergency Generator Set | 2020-09-28 | Electrical | Preventive Maintenance
Cancer Center | CC-77666 | Weekly, Emergency Generator Set | 2020-08-28 | Mechanical | Preventive Maintenance
Cancer Center | CC-77796 | Weekly, Emergency Generator Set | 2020-09-04 | Mechanical | Preventive Maintenance
Cancer Center | CC-77360 | Weekly, Emergency Generator Set | 2020-08-07 | Mechanical | Preventive Maintenance
Cancer Center | CC-77288 | Monthly, Emergency Generator Set | 2020-08-28 | Mechanical | Preventive Maintenance
Cancer Center | CC-77540 | Weekly, Emergency Generator Set | 2020-08-21 | Mechanical | Preventive Maintenance
Cancer Center | CC-77444 | Weekly, Emergency Generator Set | 2020-08-14 | Mechanical | Preventive Maintenance
Cancer Center | CC-82652 | Weekly, Emergency Generator Set | 2021-04-09 | Mechanical | Preventive Maintenance
Cancer Center | CC-82571 | Annual, Emergency Generator Set | 2021-04-28 | Mechanical | Preventive Maintenance
Cancer Center | CC-82572 | Monthly, Emergency Generator Set | 2021-04-28 | Mechanical | Preventive Maintenance
Cancer Center | CC-82405 | Weekly, Emergency Generator Set | 2021-04-02 | Mechanical | Preventive Maintenance
Cancer Center | CC-82246 | Weekly, Emergency Generator Set | 2021-03-19 | Mechanical | Preventive Maintenance
Cancer Center | CC-82316 | Weekly, Emergency Generator Set | 2021-03-26 | Mechanical | Preventive Maintenance
Cancer Center | CC-82927 | Weekly, Emergency Generator Set | 2021-04-30 | Mechanical | Preventive Maintenance
Cancer Center | CC-82730 | Weekly, Emergency Generator Set | 2021-04-16 | Mechanical | Preventive Maintenance
Cancer Center | CC-82821 | Weekly, Emergency Generator Set | 2021-04-23 | Mechanical | Preventive Maintenance
Cancer Center | CC-83195 | Monthly, Emergency Generator Set | 2021-05-28 | Mechanical | Preventive Maintenance
Cancer Center | CC-83500 | Weekly, Emergency Generator Set | 2021-05-21 | Mechanical | Preventive Maintenance
Cancer Center | CC-83395 | Weekly, Emergency Generator Set | 2021-05-14 | Mechanical | Preventive Maintenance
Cancer Center | CC-83745 | Weekly, Emergency Generator Set | 2021-06-04 | Mechanical | Preventive Maintenance
Cancer Center | CC-83608 | Weekly, Emergency Generator Set | 2021-05-28 | Mechanical | Preventive Maintenance
Cancer Center | CC-84207 | Weekly, Emergency Generator Set | 2021-06-18 | Mechanical | Preventive Maintenance
Cancer Center | CC-84308 | Weekly, Emergency Generator Set | 2021-06-25 | Mechanical | Preventive Maintenance
Cancer Center | CC-83913 | Monthly, Emergency Generator Set | 2021-06-28 | Mechanical | Preventive Maintenance
Cancer Center | CC-84114 | Weekly, Emergency Generator Set | 2021-06-11 | Mechanical | Preventive Maintenance
Cancer Center | CC-80353 | Weekly, Emergency Generator Set | 2020-12-11 | Mechanical | Preventive Maintenance
Cancer Center | CC-80450 | Weekly, Emergency Generator Set | 2020-12-18 | Mechanical | Preventive Maintenance
Cancer Center | CC-80533 | Weekly, Emergency Generator Set | 2020-12-25 | Mechanical | Preventive Maintenance
Cancer Center | CC-80589 | Weekly, Emergency Generator Set | 2021-01-01 | Mechanical | Preventive Maintenance
Cancer Center | CC-80812 | Weekly, Emergency Generator Set | 2021-01-08 | Mechanical | Preventive Maintenance
Cancer Center | CC-80764 | Monthly, Emergency Generator Set | 2021-01-28 | Mechanical | Preventive Maintenance
Cancer Center | CC-80943 | Weekly, Emergency Generator Set | 2021-01-15 | Mechanical | Preventive Maintenance
Cancer Center | CC-81099 | Weekly, Emergency Generator Set | 2021-01-29 | Mechanical | Preventive Maintenance
Cancer Center | CC-81036 | Weekly, Emergency Generator Set | 2021-01-22 | Mechanical | Preventive Maintenance
Cancer Center | CC-82145 | Weekly, Emergency Generator Set | 2021-03-12 | Mechanical | Preventive Maintenance
Cancer Center | CC-81966 | Weekly, Emergency Generator Set | 2021-03-05 | Mechanical | Preventive Maintenance
Cancer Center | CC-81961 | Monthly, Emergency Generator Set | 2021-03-29 | Mechanical | Preventive Maintenance
Cancer Center | CC-81685 | Weekly, Emergency Generator Set | 2021-02-26 | Mechanical | Preventive Maintenance
Cancer Center | CC-81524 | Weekly, Emergency Generator Set | 2021-02-12 | Mechanical | Preventive Maintenance
Cancer Center | CC-81599 | Weekly, Emergency Generator Set | 2021-02-19 | Mechanical | Preventive Maintenance
Cancer Center | CC-81366 | Weekly, Emergency Generator Set | 2021-02-05 | Mechanical | Preventive Maintenance
Cancer Center | CC-81360 | Monthly, Emergency Generator Set | 2021-03-01 | Mechanical | Preventive Maintenance
Cancer Center | CC-80745 | Annual, Control Panel | 2021-01-28 | Electrical | Preventive Maintenance
Cancer Center | CC-78773 | Annual, Lighting Control Panel | 2020-10-28 | Electronic | Preventive Maintenance
Cancer Center | CC-80220 | Annual, Control Panel | 2020-12-28 | Electrical | Preventive Maintenance
Cancer Center | CC-80221 | Annual, Control Panel | 2020-12-28 | Electrical | Preventive Maintenance
Cancer Center | CC-79562 | Semi-Annual, Air Curtain | 2020-11-30 | Mechanical | Preventive Maintenance
Cancer Center | CC-83238 | Semi-Annual, Air Curtain | 2021-05-28 | Mechanical | Preventive Maintenance
Cancer Center | CC-84015 | Annual, Back Flow Preventer | 2021-07-01 | Plumbing | Preventive Maintenance
Cancer Center | CC-76258 | Annual, Back Flow Preventer | 2020-07-31 | Plumbing | Preventive Maintenance
Cancer Center | CC-76259 | Annual, Back Flow Preventer | 2020-07-31 | Plumbing | Preventive Maintenance
Cancer Center | CC-84016 | Annual, Back Flow Preventer | 2021-07-01 | Plumbing | Preventive Maintenance
Cancer Center | CC-84017 | Annual, Back Flow Preventer | 2021-07-01 | Plumbing | Preventive Maintenance
Cancer Center | CC-76260 | Annual, Back Flow Preventer | 2020-07-31 | Plumbing | Preventive Maintenance
Cancer Center | CC-76261 | Annual, Back Flow Preventer | 2020-07-31 | Plumbing | Preventive Maintenance
Cancer Center | CC-84018 | Annual, Back Flow Preventer | 2021-07-01 | Plumbing | Preventive Maintenance
Cancer Center | CC-84019 | Annual, Back Flow Preventer | 2021-07-01 | Plumbing | Preventive Maintenance
Cancer Center | CC-76262 | Annual, Back Flow Preventer | 2020-07-31 | Plumbing | Preventive Maintenance
Cancer Center | CC-78785 | Semi-Annual, Water Heater, Electric | 2020-10-28 | Plumbing | Preventive Maintenance
Cancer Center | CC-82579 | Semi-Annual, Water Heater, Electric | 2021-04-28 | Plumbing | Preventive Maintenance
Cancer Center | CC-84020 | Annual, Back Flow Preventer | 2021-07-01 | Plumbing | Preventive Maintenance
Cancer Center | CC-76263 | Annual, Back Flow Preventer | 2020-07-31 | Plumbing | Preventive Maintenance
Cancer Center | CC-76521 | Weekly,Fire Pre Action Air Compressor | 2020-07-03 | Preventive Maintenance | Preventive Maintenance
Cancer Center | CC-76739 | Weekly,Fire Pre Action Air Compressor | 2020-07-10 | Preventive Maintenance | Preventive Maintenance
Cancer Center | CC-76921 | Weekly,Fire Pre Action Air Compressor | 2020-07-24 | Preventive Maintenance | Preventive Maintenance
Cancer Center | CC-76997 | Weekly,Fire Pre Action Air Compressor | 2020-07-31 | Preventive Maintenance | Preventive Maintenance
Cancer Center | CC-76833 | Weekly,Fire Pre Action Air Compressor | 2020-07-17 | Preventive Maintenance | Preventive Maintenance
Cancer Center | CC-77432 | Weekly,Fire Pre Action Air Compressor | 2020-08-14 | Preventive Maintenance | Preventive Maintenance
Cancer Center | CC-77522 | Weekly,Fire Pre Action Air Compressor | 2020-08-21 | Preventive Maintenance | Preventive Maintenance
Cancer Center | CC-77347 | Weekly,Fire Pre Action Air Compressor | 2020-08-07 | Preventive Maintenance | Preventive Maintenance
Cancer Center | CC-77342 | Quarterly,Fire Pre Action Air Compressor | 2020-08-28 | Preventive Maintenance | Preventive Maintenance
Cancer Center | CC-77772 | Weekly,Fire Pre Action Air Compressor | 2020-09-04 | Preventive Maintenance | Preventive Maintenance
Cancer Center | CC-77654 | Weekly,Fire Pre Action Air Compressor | 2020-08-28 | Preventive Maintenance | Preventive Maintenance
Cancer Center | CC-78450 | Weekly,Fire Pre Action Air Compressor | 2020-09-25 | Preventive Maintenance | Preventive Maintenance
Cancer Center | CC-78537 | Weekly,Fire Pre Action Air Compressor | 2020-10-02 | Preventive Maintenance | Preventive Maintenance
Cancer Center | CC-78284 | Weekly,Fire Pre Action Air Compressor | 2020-09-11 | Preventive Maintenance | Preventive Maintenance
Cancer Center | CC-78371 | Weekly,Fire Pre Action Air Compressor | 2020-09-18 | Preventive Maintenance | Preventive Maintenance
Cancer Center | CC-78996 | Weekly,Fire Pre Action Air Compressor | 2020-10-16 | Preventive Maintenance | Preventive Maintenance
Cancer Center | CC-78841 | Weekly,Fire Pre Action Air Compressor | 2020-10-09 | Preventive Maintenance | Preventive Maintenance
Cancer Center | CC-79211 | Weekly,Fire Pre Action Air Compressor | 2020-10-30 | Preventive Maintenance | Preventive Maintenance
Cancer Center | CC-79127 | Weekly,Fire Pre Action Air Compressor | 2020-10-23 | Preventive Maintenance | Preventive Maintenance
Cancer Center | CC-79683 | Weekly,Fire Pre Action Air Compressor | 2020-11-13 | Preventive Maintenance | Preventive Maintenance
Cancer Center | CC-79580 | Weekly,Fire Pre Action Air Compressor | 2020-11-06 | Preventive Maintenance | Preventive Maintenance
Cancer Center | CC-79581 | Quarterly,Fire Pre Action Air Compressor | 2020-11-30 | Preventive Maintenance | Preventive Maintenance
Cancer Center | CC-79881 | Weekly,Fire Pre Action Air Compressor | 2020-11-27 | Preventive Maintenance | Preventive Maintenance
Cancer Center | CC-79781 | Weekly,Fire Pre Action Air Compressor | 2020-11-20 | Preventive Maintenance | Preventive Maintenance
Cancer Center | CC-79954 | Weekly,Fire Pre Action Air Compressor | 2020-12-04 | Preventive Maintenance | Preventive Maintenance
Cancer Center | CC-84102 | Weekly,Fire Pre Action Air Compressor | 2021-06-11 | Preventive Maintenance | Preventive Maintenance
Cancer Center | CC-84296 | Weekly,Fire Pre Action Air Compressor | 2021-06-25 | Preventive Maintenance | Preventive Maintenance
Cancer Center | CC-84195 | Weekly,Fire Pre Action Air Compressor | 2021-06-18 | Preventive Maintenance | Preventive Maintenance
Cancer Center | CC-83270 | Quarterly,Fire Pre Action Air Compressor | 2021-05-28 | Preventive Maintenance | Preventive Maintenance
Cancer Center | CC-83276 | Weekly,Fire Pre Action Air Compressor | 2021-05-07 | Preventive Maintenance | Preventive Maintenance
Cancer Center | CC-83382 | Weekly,Fire Pre Action Air Compressor | 2021-05-14 | Preventive Maintenance | Preventive Maintenance
Cancer Center | CC-83488 | Weekly,Fire Pre Action Air Compressor | 2021-05-21 | Preventive Maintenance | Preventive Maintenance
Cancer Center | CC-83596 | Weekly,Fire Pre Action Air Compressor | 2021-05-28 | Preventive Maintenance | Preventive Maintenance
Cancer Center | CC-83720 | Weekly,Fire Pre Action Air Compressor | 2021-06-04 | Preventive Maintenance | Preventive Maintenance
Cancer Center | CC-82640 | Weekly,Fire Pre Action Air Compressor | 2021-04-09 | Preventive Maintenance | Preventive Maintenance
Cancer Center | CC-82718 | Weekly,Fire Pre Action Air Compressor | 2021-04-16 | Preventive Maintenance | Preventive Maintenance
Cancer Center | CC-82304 | Weekly,Fire Pre Action Air Compressor | 2021-03-26 | Preventive Maintenance | Preventive Maintenance
Cancer Center | CC-82233 | Weekly,Fire Pre Action Air Compressor | 2021-03-19 | Preventive Maintenance | Preventive Maintenance
Cancer Center | CC-82393 | Weekly,Fire Pre Action Air Compressor | 2021-04-02 | Preventive Maintenance | Preventive Maintenance
Cancer Center | CC-82809 | Weekly,Fire Pre Action Air Compressor | 2021-04-23 | Preventive Maintenance | Preventive Maintenance
Cancer Center | CC-82915 | Weekly,Fire Pre Action Air Compressor | 2021-04-30 | Preventive Maintenance | Preventive Maintenance
Cancer Center | CC-80576 | Weekly,Fire Pre Action Air Compressor | 2021-01-01 | Preventive Maintenance | Preventive Maintenance
Cancer Center | CC-80521 | Weekly,Fire Pre Action Air Compressor | 2020-12-25 | Preventive Maintenance | Preventive Maintenance
Cancer Center | CC-80438 | Weekly,Fire Pre Action Air Compressor | 2020-12-18 | Preventive Maintenance | Preventive Maintenance
Cancer Center | CC-80333 | Weekly,Fire Pre Action Air Compressor | 2020-12-11 | Preventive Maintenance | Preventive Maintenance
Cancer Center | CC-81024 | Weekly,Fire Pre Action Air Compressor | 2021-01-22 | Preventive Maintenance | Preventive Maintenance
Cancer Center | CC-81087 | Weekly,Fire Pre Action Air Compressor | 2021-01-29 | Preventive Maintenance | Preventive Maintenance
Cancer Center | CC-81185 | Weekly,Fire Pre Action Air Compressor | 2021-02-05 | Preventive Maintenance | Preventive Maintenance
Cancer Center | CC-80931 | Weekly,Fire Pre Action Air Compressor | 2021-01-15 | Preventive Maintenance | Preventive Maintenance
Cancer Center | CC-80798 | Weekly,Fire Pre Action Air Compressor | 2021-01-08 | Preventive Maintenance | Preventive Maintenance
Cancer Center | CC-81586 | Weekly,Fire Pre Action Air Compressor | 2021-02-19 | Preventive Maintenance | Preventive Maintenance
Cancer Center | CC-81512 | Weekly,Fire Pre Action Air Compressor | 2021-02-12 | Preventive Maintenance | Preventive Maintenance
Cancer Center | CC-81448 | Quarterly,Fire Pre Action Air Compressor | 2021-03-01 | Preventive Maintenance | Preventive Maintenance
Cancer Center | CC-81673 | Weekly,Fire Pre Action Air Compressor | 2021-02-26 | Preventive Maintenance | Preventive Maintenance
Cancer Center | CC-82132 | Weekly,Fire Pre Action Air Compressor | 2021-03-12 | Preventive Maintenance | Preventive Maintenance
Cancer Center | CC-81773 | Weekly,Fire Pre Action Air Compressor | 2021-03-05 | Preventive Maintenance | Preventive Maintenance
Cancer Center | CC-80746 | Annual, Control Panel | 2021-01-28 | Electrical | Preventive Maintenance
Cancer Center | CC-80747 | Monthly, Transfer Switch | 2021-01-28 | Electrical | Preventive Maintenance
Cancer Center | CC-81955 | Monthly, Transfer Switch | 2021-03-29 | Electrical | Preventive Maintenance
Cancer Center | CC-81355 | Monthly, Transfer Switch | 2021-03-01 | Electrical | Preventive Maintenance
Cancer Center | CC-83190 | Monthly, Transfer Switch | 2021-05-28 | Electrical | Preventive Maintenance
Cancer Center | CC-82557 | Monthly, Transfer Switch | 2021-04-28 | Electrical | Preventive Maintenance
Cancer Center | CC-83911 | Monthly, Transfer Switch | 2021-06-28 | Electrical | Preventive Maintenance
Cancer Center | CC-80222 | Monthly, Transfer Switch | 2020-12-28 | Electrical | Preventive Maintenance
Cancer Center | CC-80223 | Annual, Transfer Switch | 2020-12-28 | Electrical | Preventive Maintenance
Cancer Center | CC-79514 | Monthly, Transfer Switch | 2020-11-30 | Electrical | Preventive Maintenance
Cancer Center | CC-78760 | Monthly, Transfer Switch | 2020-10-28 | Electrical | Preventive Maintenance
Cancer Center | CC-77985 | Monthly, Transfer Switch | 2020-09-28 | Electrical | Preventive Maintenance
Cancer Center | CC-77283 | Monthly, Transfer Switch | 2020-08-28 | Electrical | Preventive Maintenance
Cancer Center | CC-76676 | Monthly, Transfer Switch | 2020-07-28 | Electrical | Preventive Maintenance
Cancer Center | CC-80744 | Annual, Control Panel | 2021-01-28 | Electrical | Preventive Maintenance
Cancer Center | CC-80797 | Weekly, Fire Pump | 2021-01-06 | Preventive Maintenance | Preventive Maintenance
Cancer Center | CC-80790 | Monthly, Fire Pump | 2021-01-28 | Mechanical | Preventive Maintenance
Cancer Center | CC-80930 | Weekly, Fire Pump | 2021-01-13 | Preventive Maintenance | Preventive Maintenance
Cancer Center | CC-81184 | Weekly, Fire Pump | 2021-02-03 | Preventive Maintenance | Preventive Maintenance
Cancer Center | CC-81086 | Weekly, Fire Pump | 2021-01-27 | Preventive Maintenance | Preventive Maintenance
Cancer Center | CC-81023 | Weekly, Fire Pump | 2021-01-20 | Preventive Maintenance | Preventive Maintenance
Cancer Center | CC-80332 | Weekly, Fire Pump | 2020-12-09 | Preventive Maintenance | Preventive Maintenance
Cancer Center | CC-80254 | Monthly, Fire Pump | 2020-12-28 | Mechanical | Preventive Maintenance
Cancer Center | CC-80437 | Weekly, Fire Pump | 2020-12-16 | Preventive Maintenance | Preventive Maintenance
Cancer Center | CC-80520 | Weekly, Fire Pump | 2020-12-23 | Preventive Maintenance | Preventive Maintenance
Cancer Center | CC-80575 | Weekly, Fire Pump | 2020-12-30 | Preventive Maintenance | Preventive Maintenance
Cancer Center | CC-81672 | Weekly, Fire Pump | 2021-02-24 | Preventive Maintenance | Preventive Maintenance
Cancer Center | CC-81424 | Monthly, Fire Pump | 2021-03-01 | Mechanical | Preventive Maintenance
Cancer Center | CC-81511 | Weekly, Fire Pump | 2021-02-10 | Preventive Maintenance | Preventive Maintenance
Cancer Center | CC-81585 | Weekly, Fire Pump | 2021-02-17 | Preventive Maintenance | Preventive Maintenance
Cancer Center | CC-82131 | Weekly, Fire Pump | 2021-03-10 | Preventive Maintenance | Preventive Maintenance
Cancer Center | CC-81998 | Monthly, Fire Pump | 2021-03-29 | Mechanical | Preventive Maintenance
Cancer Center | CC-81772 | Weekly, Fire Pump | 2021-03-03 | Preventive Maintenance | Preventive Maintenance
Cancer Center | CC-84194 | Weekly, Fire Pump | 2021-06-16 | Preventive Maintenance | Preventive Maintenance
Cancer Center | CC-84295 | Weekly, Fire Pump | 2021-06-23 | Preventive Maintenance | Preventive Maintenance
Cancer Center | CC-84399 | Weekly, Fire Pump | 2021-06-30 | Preventive Maintenance | Preventive Maintenance
Cancer Center | CC-84101 | Weekly, Fire Pump | 2021-06-09 | Preventive Maintenance | Preventive Maintenance
Cancer Center | CC-83937 | Monthly, Fire Pump | 2021-06-28 | Mechanical | Preventive Maintenance
Cancer Center | CC-83719 | Weekly, Fire Pump | 2021-06-02 | Preventive Maintenance | Preventive Maintenance
Cancer Center | CC-83487 | Weekly, Fire Pump | 2021-05-19 | Preventive Maintenance | Preventive Maintenance
Cancer Center | CC-83595 | Weekly, Fire Pump | 2021-05-26 | Preventive Maintenance | Preventive Maintenance
Cancer Center | CC-83381 | Weekly, Fire Pump | 2021-05-12 | Preventive Maintenance | Preventive Maintenance
Cancer Center | CC-83275 | Weekly, Fire Pump | 2021-05-05 | Preventive Maintenance | Preventive Maintenance
Cancer Center | CC-83239 | Monthly, Fire Pump | 2021-05-28 | Mechanical | Preventive Maintenance
Cancer Center | CC-82717 | Weekly, Fire Pump | 2021-04-14 | Preventive Maintenance | Preventive Maintenance
Cancer Center | CC-82639 | Weekly, Fire Pump | 2021-04-07 | Preventive Maintenance | Preventive Maintenance
Cancer Center | CC-82598 | Monthly, Fire Pump | 2021-04-28 | Mechanical | Preventive Maintenance
Cancer Center | CC-82303 | Weekly, Fire Pump | 2021-03-24 | Preventive Maintenance | Preventive Maintenance
Cancer Center | CC-82232 | Weekly, Fire Pump | 2021-03-17 | Preventive Maintenance | Preventive Maintenance
Cancer Center | CC-82392 | Weekly, Fire Pump | 2021-03-31 | Preventive Maintenance | Preventive Maintenance
Cancer Center | CC-82914 | Weekly, Fire Pump | 2021-04-28 | Preventive Maintenance | Preventive Maintenance
Cancer Center | CC-82808 | Weekly, Fire Pump | 2021-04-21 | Preventive Maintenance | Preventive Maintenance
Cancer Center | CC-76738 | Weekly, Fire Pump | 2020-07-08 | Preventive Maintenance | Preventive Maintenance
Cancer Center | CC-76717 | Monthly, Fire Pump | 2020-07-28 | Mechanical | Preventive Maintenance
Cancer Center | CC-76520 | Weekly, Fire Pump | 2020-07-01 | Preventive Maintenance | Preventive Maintenance
Cancer Center | CC-76832 | Weekly, Fire Pump | 2020-07-15 | Preventive Maintenance | Preventive Maintenance
Cancer Center | CC-76920 | Weekly, Fire Pump | 2020-07-22 | Preventive Maintenance | Preventive Maintenance
Cancer Center | CC-76996 | Weekly, Fire Pump | 2020-07-29 | Preventive Maintenance | Preventive Maintenance
Cancer Center | CC-78218 | Monthly, Fire Pump | 2020-09-28 | Mechanical | Preventive Maintenance
Cancer Center | CC-77653 | Weekly, Fire Pump | 2020-08-26 | Preventive Maintenance | Preventive Maintenance
Cancer Center | CC-77771 | Weekly, Fire Pump | 2020-09-02 | Preventive Maintenance | Preventive Maintenance
Cancer Center | CC-77346 | Weekly, Fire Pump | 2020-08-05 | Preventive Maintenance | Preventive Maintenance
Cancer Center | CC-77521 | Weekly, Fire Pump | 2020-08-19 | Preventive Maintenance | Preventive Maintenance
Cancer Center | CC-77398 | Annual, Fire Pump | 2020-09-01 | Mechanical | Preventive Maintenance
Cancer Center | CC-77431 | Weekly, Fire Pump | 2020-08-12 | Preventive Maintenance | Preventive Maintenance
Cancer Center | CC-78804 | Monthly, Fire Pump | 2020-10-28 | Mechanical | Preventive Maintenance
Cancer Center | CC-78370 | Weekly, Fire Pump | 2020-09-16 | Preventive Maintenance | Preventive Maintenance
Cancer Center | CC-78283 | Weekly, Fire Pump | 2020-09-09 | Preventive Maintenance | Preventive Maintenance
Cancer Center | CC-78449 | Weekly, Fire Pump | 2020-09-23 | Preventive Maintenance | Preventive Maintenance
Cancer Center | CC-78536 | Weekly, Fire Pump | 2020-09-30 | Preventive Maintenance | Preventive Maintenance
Cancer Center | CC-79126 | Weekly, Fire Pump | 2020-10-21 | Preventive Maintenance | Preventive Maintenance
Cancer Center | CC-79210 | Weekly, Fire Pump | 2020-10-28 | Preventive Maintenance | Preventive Maintenance
Cancer Center | CC-78840 | Weekly, Fire Pump | 2020-10-07 | Preventive Maintenance | Preventive Maintenance
Cancer Center | CC-78995 | Weekly, Fire Pump | 2020-10-14 | Preventive Maintenance | Preventive Maintenance
Cancer Center | CC-79563 | Monthly, Fire Pump | 2020-11-30 | Mechanical | Preventive Maintenance
Cancer Center | CC-79780 | Weekly, Fire Pump | 2020-11-18 | Preventive Maintenance | Preventive Maintenance
Cancer Center | CC-79880 | Weekly, Fire Pump | 2020-11-25 | Preventive Maintenance | Preventive Maintenance
Cancer Center | CC-79682 | Weekly, Fire Pump | 2020-11-11 | Preventive Maintenance | Preventive Maintenance
Cancer Center | CC-79579 | Weekly, Fire Pump | 2020-11-04 | Preventive Maintenance | Preventive Maintenance
Cancer Center | CC-79953 | Weekly, Fire Pump | 2020-12-02 | Preventive Maintenance | Preventive Maintenance
Cancer Center | CC-78217 | Quarterly, Jockey Pump | 2020-09-28 | Mechanical | Preventive Maintenance
Cancer Center | CC-83936 | Quarterly, Jockey Pump | 2021-06-28 | Mechanical | Preventive Maintenance
Cancer Center | CC-81996 | Quarterly, Jockey Pump | 2021-03-29 | Mechanical | Preventive Maintenance
Cancer Center | CC-80252 | Quarterly, Jockey Pump | 2020-12-28 | Mechanical | Preventive Maintenance
Cancer Center | CC-80748 | Annual, Duct Heater, Electric | 2021-01-28 | HVAC (Heating / Cooling) | Preventive Maintenance
Cancer Center | CC-81418 | Quarterly, Chilled Water Valve | 2021-03-01 | Preventive Maintenance | Preventive Maintenance
Cancer Center | CC-83229 | Quarterly, Chilled Water Valve | 2021-05-28 | Preventive Maintenance | Preventive Maintenance
Cancer Center | CC-77321 | Quarterly, Chilled Water Valve | 2020-08-28 | Preventive Maintenance | Preventive Maintenance
Cancer Center | CC-79553 | Quarterly, Chilled Water Valve | 2020-11-30 | Preventive Maintenance | Preventive Maintenance
Cancer Center | CC-79554 | Quarterly, Chilled Water Valve | 2020-11-30 | Preventive Maintenance | Preventive Maintenance
Cancer Center | CC-77322 | Quarterly, Chilled Water Valve | 2020-08-28 | Preventive Maintenance | Preventive Maintenance
Cancer Center | CC-83230 | Quarterly, Chilled Water Valve | 2021-05-28 | Preventive Maintenance | Preventive Maintenance
Cancer Center | CC-81419 | Quarterly, Chilled Water Valve | 2021-03-01 | Preventive Maintenance | Preventive Maintenance
Cancer Center | CC-81420 | Quarterly, Chilled Water Valve | 2021-03-01 | Preventive Maintenance | Preventive Maintenance
Cancer Center | CC-83231 | Quarterly, Chilled Water Valve | 2021-05-28 | Preventive Maintenance | Preventive Maintenance
Cancer Center | CC-77323 | Quarterly, Chilled Water Valve | 2020-08-28 | Preventive Maintenance | Preventive Maintenance
Cancer Center | CC-79555 | Quarterly, Chilled Water Valve | 2020-11-30 | Preventive Maintenance | Preventive Maintenance
Cancer Center | CC-79556 | Quarterly, Chilled Water Valve | 2020-11-30 | Preventive Maintenance | Preventive Maintenance
Cancer Center | CC-77324 | Quarterly, Chilled Water Valve | 2020-08-28 | Preventive Maintenance | Preventive Maintenance
Cancer Center | CC-83232 | Quarterly, Chilled Water Valve | 2021-05-28 | Preventive Maintenance | Preventive Maintenance
Cancer Center | CC-81421 | Quarterly, Chilled Water Valve | 2021-03-01 | Preventive Maintenance | Preventive Maintenance
Cancer Center | CC-81422 | Quarterly, Chilled Water Valve | 2021-03-01 | Preventive Maintenance | Preventive Maintenance
Cancer Center | CC-83233 | Quarterly, Chilled Water Valve | 2021-05-28 | Preventive Maintenance | Preventive Maintenance
Cancer Center | CC-77325 | Quarterly, Chilled Water Valve | 2020-08-28 | Preventive Maintenance | Preventive Maintenance
Cancer Center | CC-79557 | Quarterly, Chilled Water Valve | 2020-11-30 | Preventive Maintenance | Preventive Maintenance
Cancer Center | CC-79558 | Quarterly, Chilled Water Valve | 2020-11-30 | Preventive Maintenance | Preventive Maintenance
Cancer Center | CC-77326 | Quarterly, Chilled Water Valve | 2020-08-28 | Preventive Maintenance | Preventive Maintenance
Cancer Center | CC-83234 | Quarterly, Chilled Water Valve | 2021-05-28 | Preventive Maintenance | Preventive Maintenance
Cancer Center | CC-81423 | Quarterly, Chilled Water Valve | 2021-03-01 | Preventive Maintenance | Preventive Maintenance
Cancer Center | CC-81942 | Quarterly, Expansion Tank | 2021-03-29 | Mechanical | Preventive Maintenance
Cancer Center | CC-83900 | Quarterly, Expansion Tank | 2021-06-28 | Mechanical | Preventive Maintenance
Cancer Center | CC-77971 | Quarterly, Expansion Tank | 2020-09-28 | Mechanical | Preventive Maintenance
Cancer Center | CC-80206 | Quarterly, Expansion Tank | 2020-12-28 | Mechanical | Preventive Maintenance
Cancer Center | CC-78741 | Quarterly, Booster Pump | 2020-10-28 | Mechanical | Preventive Maintenance
Cancer Center | CC-76657 | Quarterly, Booster Pump | 2020-07-28 | Mechanical | Preventive Maintenance
Cancer Center | CC-82540 | Quarterly, Booster Pump | 2021-04-28 | Mechanical | Preventive Maintenance
Cancer Center | CC-80725 | Quarterly, Booster Pump | 2021-01-28 | Mechanical | Preventive Maintenance
Cancer Center | CC-84021 | Annual, Back Flow Preventer | 2021-07-01 | Plumbing | Preventive Maintenance
Cancer Center | CC-76264 | Annual, Back Flow Preventer | 2020-07-31 | Plumbing | Preventive Maintenance
Cancer Center | CC-76653 | Semi-Annual, Circulating Pump | 2020-07-28 | Mechanical | Preventive Maintenance
Cancer Center | CC-80721 | Semi-Annual, Circulating Pump | 2021-01-28 | Mechanical | Preventive Maintenance
Cancer Center | CC-80722 | Semi-Annual, Circulating Pump | 2021-01-28 | Mechanical | Preventive Maintenance
Cancer Center | CC-76654 | Semi-Annual, Circulating Pump | 2020-07-28 | Mechanical | Preventive Maintenance
Cancer Center | CC-76265 | Annual, Back Flow Preventer | 2020-07-31 | Plumbing | Preventive Maintenance
Cancer Center | CC-84022 | Annual, Back Flow Preventer | 2021-07-01 | Plumbing | Preventive Maintenance
Cancer Center | CC-84023 | Annual, Back Flow Preventer | 2021-07-01 | Plumbing | Preventive Maintenance
Cancer Center | CC-76266 | Annual, Back Flow Preventer | 2020-07-31 | Plumbing | Preventive Maintenance
Cancer Center | CC-76267 | Annual, Back Flow Preventer | 2020-07-31 | Plumbing | Preventive Maintenance
Cancer Center | CC-84024 | Annual, Back Flow Preventer | 2021-07-01 | Plumbing | Preventive Maintenance
Cancer Center | CC-84025 | Annual, Back Flow Preventer | 2021-07-01 | Plumbing | Preventive Maintenance
Cancer Center | CC-76268 | Annual, Back Flow Preventer | 2020-07-31 | Plumbing | Preventive Maintenance
Cancer Center | CC-76269 | Annual, Back Flow Preventer | 2020-07-31 | Plumbing | Preventive Maintenance
Cancer Center | CC-84026 | Annual, Back Flow Preventer | 2021-07-01 | Plumbing | Preventive Maintenance
Cancer Center | CC-84027 | Annual, Back Flow Preventer | 2021-07-01 | Plumbing | Preventive Maintenance
Cancer Center | CC-76270 | Annual, Back Flow Preventer | 2020-07-31 | Plumbing | Preventive Maintenance
Cancer Center | CC-76271 | Annual, Back Flow Preventer | 2020-07-31 | Plumbing | Preventive Maintenance
Cancer Center | CC-84028 | Annual, Back Flow Preventer | 2021-07-01 | Plumbing | Preventive Maintenance
Cancer Center | CC-84029 | Annual, Back Flow Preventer | 2021-07-01 | Plumbing | Preventive Maintenance
Cancer Center | CC-76272 | Annual, Back Flow Preventer | 2020-07-31 | Plumbing | Preventive Maintenance
Cancer Center | CC-76273 | Annual, Back Flow Preventer | 2020-07-31 | Plumbing | Preventive Maintenance
Cancer Center | CC-84030 | Annual, Back Flow Preventer | 2021-07-01 | Plumbing | Preventive Maintenance
Cancer Center | CC-84031 | Annual, Back Flow Preventer | 2021-07-01 | Plumbing | Preventive Maintenance
Cancer Center | CC-76274 | Annual, Back Flow Preventer | 2020-07-31 | Plumbing | Preventive Maintenance
Cancer Center | CC-76275 | Annual, Back Flow Preventer | 2020-07-31 | Plumbing | Preventive Maintenance
Cancer Center | CC-84032 | Annual, Back Flow Preventer | 2021-07-01 | Plumbing | Preventive Maintenance
Cancer Center | CC-84033 | Annual, Back Flow Preventer | 2021-07-01 | Plumbing | Preventive Maintenance
Cancer Center | CC-76276 | Annual, Back Flow Preventer | 2020-07-31 | Plumbing | Preventive Maintenance
Cancer Center | CC-76277 | Annual, Back Flow Preventer | 2020-07-31 | Plumbing | Preventive Maintenance
Cancer Center | CC-84034 | Annual, Back Flow Preventer | 2021-07-01 | Plumbing | Preventive Maintenance
Cancer Center | CC-84035 | Annual, Back Flow Preventer | 2021-07-01 | Plumbing | Preventive Maintenance
Cancer Center | CC-76278 | Annual, Back Flow Preventer | 2020-07-31 | Plumbing | Preventive Maintenance
Cancer Center | CC-76279 | Annual, Back Flow Preventer | 2020-07-31 | Plumbing | Preventive Maintenance
Cancer Center | CC-84036 | Annual, Back Flow Preventer | 2021-07-01 | Plumbing | Preventive Maintenance
Cancer Center | CC-84037 | Annual, Back Flow Preventer | 2021-07-01 | Plumbing | Preventive Maintenance
Cancer Center | CC-76280 | Annual, Back Flow Preventer | 2020-07-31 | Plumbing | Preventive Maintenance
Cancer Center | CC-76281 | Annual, Back Flow Preventer | 2020-07-31 | Plumbing | Preventive Maintenance
Cancer Center | CC-84038 | Annual, Back Flow Preventer | 2021-07-01 | Plumbing | Preventive Maintenance
Cancer Center | CC-78757 | Annual, Regulating Valve | 2020-10-28 | Plumbing | Preventive Maintenance
Cancer Center | CC-79578 | Annual, Water Pressure Regulator Valve | 2020-11-30 | Mechanical | Preventive Maintenance
Cancer Center | CC-76282 | Annual, Back Flow Preventer | 2020-07-31 | Plumbing | Preventive Maintenance
Cancer Center | CC-84039 | Annual, Back Flow Preventer | 2021-07-01 | Plumbing | Preventive Maintenance
Cancer Center | CC-84040 | Annual, Back Flow Preventer | 2021-07-01 | Plumbing | Preventive Maintenance
Cancer Center | CC-76283 | Annual, Back Flow Preventer | 2020-07-31 | Plumbing | Preventive Maintenance
Cancer Center | CC-76284 | Annual, Back Flow Preventer | 2020-07-31 | Plumbing | Preventive Maintenance
Cancer Center | CC-84041 | Annual, Back Flow Preventer | 2021-07-01 | Plumbing | Preventive Maintenance
Cancer Center | CC-82537 | Quarterly, Circulating Pump | 2021-04-28 | Mechanical | Preventive Maintenance
Cancer Center | CC-80723 | Semi-Annual, Circulating Pump | 2021-01-28 | Mechanical | Preventive Maintenance
Cancer Center | CC-80718 | Quarterly, Circulating Pump | 2021-01-28 | Mechanical | Preventive Maintenance
Cancer Center | CC-76655 | Semi-Annual, Circulating Pump | 2020-07-28 | Mechanical | Preventive Maintenance
Cancer Center | CC-76650 | Quarterly, Circulating Pump | 2020-07-28 | Mechanical | Preventive Maintenance
Cancer Center | CC-78738 | Quarterly, Circulating Pump | 2020-10-28 | Mechanical | Preventive Maintenance
Cancer Center | CC-78739 | Quarterly, Circulating Pump | 2020-10-28 | Mechanical | Preventive Maintenance
Cancer Center | CC-76651 | Quarterly, Circulating Pump | 2020-07-28 | Mechanical | Preventive Maintenance
Cancer Center | CC-76652 | Semi-Annual, Circulating Pump | 2020-07-28 | Mechanical | Preventive Maintenance
Cancer Center | CC-80719 | Quarterly, Circulating Pump | 2021-01-28 | Mechanical | Preventive Maintenance
Cancer Center | CC-80720 | Semi-Annual, Circulating Pump | 2021-01-28 | Mechanical | Preventive Maintenance
Cancer Center | CC-82538 | Quarterly, Circulating Pump | 2021-04-28 | Mechanical | Preventive Maintenance
Cancer Center | CC-82541 | Quarterly, Hot Water Heater with Storage Tank | 2021-04-28 | Mechanical | Preventive Maintenance
Cancer Center | CC-82518 | Monthly, Hot Water Heater with Storage Tank | 2021-04-28 | Mechanical | Preventive Maintenance
Cancer Center | CC-83102 | Monthly, Hot Water Heater with Storage Tank | 2021-05-28 | Mechanical | Preventive Maintenance
Cancer Center | CC-83814 | Monthly, Hot Water Heater with Storage Tank | 2021-06-28 | Mechanical | Preventive Maintenance
Cancer Center | CC-80728 | Quarterly, Hot Water Heater with Storage Tank | 2021-01-28 | Mechanical | Preventive Maintenance
Cancer Center | CC-80689 | Monthly, Hot Water Heater with Storage Tank | 2021-01-28 | Mechanical | Preventive Maintenance
Cancer Center | CC-81852 | Monthly, Hot Water Heater with Storage Tank | 2021-03-29 | Mechanical | Preventive Maintenance
Cancer Center | CC-81263 | Monthly, Hot Water Heater with Storage Tank | 2021-03-01 | Mechanical | Preventive Maintenance
Cancer Center | CC-76631 | Monthly, Hot Water Heater with Storage Tank | 2020-07-28 | Mechanical | Preventive Maintenance
Cancer Center | CC-76660 | Quarterly, Hot Water Heater with Storage Tank | 2020-07-28 | Mechanical | Preventive Maintenance
Cancer Center | CC-77188 | Monthly, Hot Water Heater with Storage Tank | 2020-08-28 | Mechanical | Preventive Maintenance
Cancer Center | CC-77888 | Monthly, Hot Water Heater with Storage Tank | 2020-09-28 | Mechanical | Preventive Maintenance
Cancer Center | CC-78703 | Monthly, Hot Water Heater with Storage Tank | 2020-10-28 | Mechanical | Preventive Maintenance
Cancer Center | CC-78743 | Quarterly, Hot Water Heater with Storage Tank | 2020-10-28 | Mechanical | Preventive Maintenance
Cancer Center | CC-79423 | Monthly, Hot Water Heater with Storage Tank | 2020-11-30 | Mechanical | Preventive Maintenance
Cancer Center | CC-80088 | Monthly, Hot Water Heater with Storage Tank | 2020-12-28 | Mechanical | Preventive Maintenance
Cancer Center | CC-80089 | Monthly, Hot Water Heater with Storage Tank | 2020-12-28 | Mechanical | Preventive Maintenance
Cancer Center | CC-79424 | Monthly, Hot Water Heater with Storage Tank | 2020-11-30 | Mechanical | Preventive Maintenance
Cancer Center | CC-78744 | Quarterly, Hot Water Heater with Storage Tank | 2020-10-28 | Mechanical | Preventive Maintenance
Cancer Center | CC-78704 | Monthly, Hot Water Heater with Storage Tank | 2020-10-28 | Mechanical | Preventive Maintenance
Cancer Center | CC-77889 | Monthly, Hot Water Heater with Storage Tank | 2020-09-28 | Mechanical | Preventive Maintenance
Cancer Center | CC-77189 | Monthly, Hot Water Heater with Storage Tank | 2020-08-28 | Mechanical | Preventive Maintenance
Cancer Center | CC-76659 | Quarterly, Hot Water Heater with Storage Tank | 2020-07-28 | Mechanical | Preventive Maintenance
Cancer Center | CC-76632 | Monthly, Hot Water Heater with Storage Tank | 2020-07-28 | Mechanical | Preventive Maintenance
Cancer Center | CC-81264 | Monthly, Hot Water Heater with Storage Tank | 2021-03-01 | Mechanical | Preventive Maintenance
Cancer Center | CC-81853 | Monthly, Hot Water Heater with Storage Tank | 2021-03-29 | Mechanical | Preventive Maintenance
Cancer Center | CC-80690 | Monthly, Hot Water Heater with Storage Tank | 2021-01-28 | Mechanical | Preventive Maintenance
Cancer Center | CC-80727 | Quarterly, Hot Water Heater with Storage Tank | 2021-01-28 | Mechanical | Preventive Maintenance
Cancer Center | CC-83815 | Monthly, Hot Water Heater with Storage Tank | 2021-06-28 | Mechanical | Preventive Maintenance
Cancer Center | CC-83103 | Monthly, Hot Water Heater with Storage Tank | 2021-05-28 | Mechanical | Preventive Maintenance
Cancer Center | CC-82519 | Monthly, Hot Water Heater with Storage Tank | 2021-04-28 | Mechanical | Preventive Maintenance
Cancer Center | CC-82542 | Quarterly, Hot Water Heater with Storage Tank | 2021-04-28 | Mechanical | Preventive Maintenance
Cancer Center | CC-84042 | Annual, Back Flow Preventer | 2021-07-01 | Plumbing | Preventive Maintenance
Cancer Center | CC-76285 | Annual, Back Flow Preventer | 2020-07-31 | Plumbing | Preventive Maintenance
Cancer Center | CC-76643 | Quarterly, Circulating Pump | 2020-07-28 | Mechanical | Preventive Maintenance
Cancer Center | CC-76656 | Semi-Annual, Circulating Pump | 2020-07-28 | Mechanical | Preventive Maintenance
Cancer Center | CC-78740 | Quarterly, Circulating Pump | 2020-10-28 | Mechanical | Preventive Maintenance
Cancer Center | CC-82530 | Quarterly, Circulating Pump | 2021-04-28 | Mechanical | Preventive Maintenance
Cancer Center | CC-80724 | Semi-Annual, Circulating Pump | 2021-01-28 | Mechanical | Preventive Maintenance
Cancer Center | CC-80711 | Quarterly, Circulating Pump | 2021-01-28 | Mechanical | Preventive Maintenance
Cancer Center | CC-81995 | Annual, Thermostatic Mixing Valve | 2021-03-29 | Plumbing | Preventive Maintenance
Cancer Center | CC-80253 | Annual, Brine Tank | 2020-12-28 | Mechanical | Preventive Maintenance
Cancer Center | CC-80243 | Monthly, Water Softener | 2020-12-28 | Plumbing | Preventive Maintenance
Cancer Center | CC-80363 | Weekly, Water Softener | 2020-12-11 | Plumbing | Preventive Maintenance
Cancer Center | CC-80543 | Weekly, Water Softener | 2020-12-25 | Plumbing | Preventive Maintenance
Cancer Center | CC-80460 | Weekly, Water Softener | 2020-12-18 | Plumbing | Preventive Maintenance
Cancer Center | CC-80599 | Weekly, Water Softener | 2021-01-01 | Plumbing | Preventive Maintenance
Cancer Center | CC-81046 | Weekly, Water Softener | 2021-01-22 | Plumbing | Preventive Maintenance
Cancer Center | CC-81109 | Weekly, Water Softener | 2021-01-29 | Plumbing | Preventive Maintenance
Cancer Center | CC-80953 | Weekly, Water Softener | 2021-01-15 | Plumbing | Preventive Maintenance
Cancer Center | CC-80828 | Weekly, Water Softener | 2021-01-08 | Plumbing | Preventive Maintenance
Cancer Center | CC-80781 | Monthly, Water Softener | 2021-01-28 | Plumbing | Preventive Maintenance
Cancer Center | CC-82050 | Weekly, Water Softener | 2021-03-05 | Plumbing | Preventive Maintenance
Cancer Center | CC-81981 | Monthly, Water Softener | 2021-03-29 | Plumbing | Preventive Maintenance
Cancer Center | CC-82155 | Weekly, Water Softener | 2021-03-12 | Plumbing | Preventive Maintenance
Cancer Center | CC-81392 | Monthly, Water Softener | 2021-03-01 | Plumbing | Preventive Maintenance
Cancer Center | CC-81534 | Weekly, Water Softener | 2021-02-12 | Plumbing | Preventive Maintenance
Cancer Center | CC-81449 | Weekly, Water Softener | 2021-02-05 | Plumbing | Preventive Maintenance
Cancer Center | CC-81695 | Weekly, Water Softener | 2021-02-26 | Plumbing | Preventive Maintenance
Cancer Center | CC-81609 | Weekly, Water Softener | 2021-02-19 | Plumbing | Preventive Maintenance
Cancer Center | CC-82587 | Monthly, Water Softener | 2021-04-28 | Plumbing | Preventive Maintenance
Cancer Center | CC-82662 | Weekly, Water Softener | 2021-04-09 | Plumbing | Preventive Maintenance
Cancer Center | CC-82326 | Weekly, Water Softener | 2021-03-26 | Plumbing | Preventive Maintenance
Cancer Center | CC-82256 | Weekly, Water Softener | 2021-03-19 | Plumbing | Preventive Maintenance
Cancer Center | CC-82415 | Weekly, Water Softener | 2021-04-02 | Plumbing | Preventive Maintenance
Cancer Center | CC-83210 | Monthly, Water Softener | 2021-05-28 | Plumbing | Preventive Maintenance
Cancer Center | CC-82740 | Weekly, Water Softener | 2021-04-16 | Plumbing | Preventive Maintenance
Cancer Center | CC-82831 | Weekly, Water Softener | 2021-04-23 | Plumbing | Preventive Maintenance
Cancer Center | CC-82937 | Weekly, Water Softener | 2021-04-30 | Plumbing | Preventive Maintenance
Cancer Center | CC-83758 | Weekly, Water Softener | 2021-06-04 | Plumbing | Preventive Maintenance
Cancer Center | CC-83928 | Monthly, Water Softener | 2021-06-28 | Plumbing | Preventive Maintenance
Cancer Center | CC-84124 | Weekly, Water Softener | 2021-06-11 | Plumbing | Preventive Maintenance
Cancer Center | CC-84318 | Weekly, Water Softener | 2021-06-25 | Plumbing | Preventive Maintenance
Cancer Center | CC-84217 | Weekly, Water Softener | 2021-06-18 | Plumbing | Preventive Maintenance
Cancer Center | CC-83298 | Weekly, Water Softener | 2021-05-07 | Plumbing | Preventive Maintenance
Cancer Center | CC-83510 | Weekly, Water Softener | 2021-05-21 | Plumbing | Preventive Maintenance
Cancer Center | CC-83405 | Weekly, Water Softener | 2021-05-14 | Plumbing | Preventive Maintenance
Cancer Center | CC-83618 | Weekly, Water Softener | 2021-05-28 | Plumbing | Preventive Maintenance
Cancer Center | CC-78792 | Monthly, Water Softener | 2020-10-28 | Plumbing | Preventive Maintenance
Cancer Center | CC-78473 | Weekly, Water Softener | 2020-09-25 | Plumbing | Preventive Maintenance
Cancer Center | CC-78559 | Weekly, Water Softener | 2020-10-02 | Plumbing | Preventive Maintenance
Cancer Center | CC-78393 | Weekly, Water Softener | 2020-09-18 | Plumbing | Preventive Maintenance
Cancer Center | CC-78306 | Weekly, Water Softener | 2020-09-11 | Plumbing | Preventive Maintenance
Cancer Center | CC-78908 | Weekly, Water Softener | 2020-10-09 | Plumbing | Preventive Maintenance
Cancer Center | CC-79018 | Weekly, Water Softener | 2020-10-16 | Plumbing | Preventive Maintenance
Cancer Center | CC-79234 | Weekly, Water Softener | 2020-10-30 | Plumbing | Preventive Maintenance
Cancer Center | CC-79149 | Weekly, Water Softener | 2020-10-23 | Plumbing | Preventive Maintenance
Cancer Center | CC-79534 | Monthly, Water Softener | 2020-11-30 | Plumbing | Preventive Maintenance
Cancer Center | CC-79607 | Weekly, Water Softener | 2020-11-06 | Plumbing | Preventive Maintenance
Cancer Center | CC-79803 | Weekly, Water Softener | 2020-11-20 | Plumbing | Preventive Maintenance
Cancer Center | CC-79708 | Weekly, Water Softener | 2020-11-13 | Plumbing | Preventive Maintenance
Cancer Center | CC-79903 | Weekly, Water Softener | 2020-11-27 | Plumbing | Preventive Maintenance
Cancer Center | CC-79979 | Weekly, Water Softener | 2020-12-04 | Plumbing | Preventive Maintenance
Cancer Center | CC-76709 | Monthly, Water Softener | 2020-07-28 | Plumbing | Preventive Maintenance
Cancer Center | CC-76562 | Weekly, Water Softener | 2020-07-03 | Plumbing | Preventive Maintenance
Cancer Center | CC-76943 | Weekly, Water Softener | 2020-07-24 | Plumbing | Preventive Maintenance
Cancer Center | CC-77020 | Weekly, Water Softener | 2020-07-31 | Plumbing | Preventive Maintenance
Cancer Center | CC-76857 | Weekly, Water Softener | 2020-07-17 | Plumbing | Preventive Maintenance
Cancer Center | CC-76764 | Weekly, Water Softener | 2020-07-10 | Plumbing | Preventive Maintenance
Cancer Center | CC-77809 | Weekly, Water Softener | 2020-09-04 | Plumbing | Preventive Maintenance
Cancer Center | CC-78208 | Monthly, Water Softener | 2020-09-28 | Plumbing | Preventive Maintenance
Cancer Center | CC-77370 | Weekly, Water Softener | 2020-08-07 | Plumbing | Preventive Maintenance
Cancer Center | CC-77301 | Monthly, Water Softener | 2020-08-28 | Plumbing | Preventive Maintenance
Cancer Center | CC-77454 | Weekly, Water Softener | 2020-08-14 | Plumbing | Preventive Maintenance
Cancer Center | CC-77550 | Weekly, Water Softener | 2020-08-21 | Plumbing | Preventive Maintenance
Cancer Center | CC-77676 | Weekly, Water Softener | 2020-08-28 | Plumbing | Preventive Maintenance
Cancer Center | CC-76286 | Annual, Back Flow Preventer | 2020-07-31 | Plumbing | Preventive Maintenance
Cancer Center | CC-84043 | Annual, Back Flow Preventer | 2021-07-01 | Plumbing | Preventive Maintenance
Cancer Center | CC-83759 | Weekly, Water Softener | 2021-06-04 | Plumbing | Preventive Maintenance
Cancer Center | CC-84218 | Weekly, Water Softener | 2021-06-18 | Plumbing | Preventive Maintenance
Cancer Center | CC-84319 | Weekly, Water Softener | 2021-06-25 | Plumbing | Preventive Maintenance
Cancer Center | CC-84125 | Weekly, Water Softener | 2021-06-11 | Plumbing | Preventive Maintenance
Cancer Center | CC-83929 | Monthly, Water Softener | 2021-06-28 | Plumbing | Preventive Maintenance
Cancer Center | CC-83619 | Weekly, Water Softener | 2021-05-28 | Plumbing | Preventive Maintenance
Cancer Center | CC-83406 | Weekly, Water Softener | 2021-05-14 | Plumbing | Preventive Maintenance
Cancer Center | CC-83511 | Weekly, Water Softener | 2021-05-21 | Plumbing | Preventive Maintenance
Cancer Center | CC-83299 | Weekly, Water Softener | 2021-05-07 | Plumbing | Preventive Maintenance
Cancer Center | CC-82938 | Weekly, Water Softener | 2021-04-30 | Plumbing | Preventive Maintenance
Cancer Center | CC-82832 | Weekly, Water Softener | 2021-04-23 | Plumbing | Preventive Maintenance
Cancer Center | CC-82741 | Weekly, Water Softener | 2021-04-16 | Plumbing | Preventive Maintenance
Cancer Center | CC-83211 | Monthly, Water Softener | 2021-05-28 | Plumbing | Preventive Maintenance
Cancer Center | CC-82416 | Weekly, Water Softener | 2021-04-02 | Plumbing | Preventive Maintenance
Cancer Center | CC-82257 | Weekly, Water Softener | 2021-03-19 | Plumbing | Preventive Maintenance
Cancer Center | CC-82327 | Weekly, Water Softener | 2021-03-26 | Plumbing | Preventive Maintenance
Cancer Center | CC-82663 | Weekly, Water Softener | 2021-04-09 | Plumbing | Preventive Maintenance
Cancer Center | CC-82588 | Monthly, Water Softener | 2021-04-28 | Plumbing | Preventive Maintenance
Cancer Center | CC-81610 | Weekly, Water Softener | 2021-02-19 | Plumbing | Preventive Maintenance
Cancer Center | CC-81696 | Weekly, Water Softener | 2021-02-26 | Plumbing | Preventive Maintenance
Cancer Center | CC-81450 | Weekly, Water Softener | 2021-02-05 | Plumbing | Preventive Maintenance
Cancer Center | CC-81535 | Weekly, Water Softener | 2021-02-12 | Plumbing | Preventive Maintenance
Cancer Center | CC-81393 | Monthly, Water Softener | 2021-03-01 | Plumbing | Preventive Maintenance
Cancer Center | CC-82156 | Weekly, Water Softener | 2021-03-12 | Plumbing | Preventive Maintenance
Cancer Center | CC-81982 | Monthly, Water Softener | 2021-03-29 | Plumbing | Preventive Maintenance
Cancer Center | CC-82051 | Weekly, Water Softener | 2021-03-05 | Plumbing | Preventive Maintenance
Cancer Center | CC-80782 | Monthly, Water Softener | 2021-01-28 | Plumbing | Preventive Maintenance
Cancer Center | CC-80829 | Weekly, Water Softener | 2021-01-08 | Plumbing | Preventive Maintenance
Cancer Center | CC-80954 | Weekly, Water Softener | 2021-01-15 | Plumbing | Preventive Maintenance
Cancer Center | CC-81110 | Weekly, Water Softener | 2021-01-29 | Plumbing | Preventive Maintenance
Cancer Center | CC-81047 | Weekly, Water Softener | 2021-01-22 | Plumbing | Preventive Maintenance
Cancer Center | CC-80600 | Weekly, Water Softener | 2021-01-01 | Plumbing | Preventive Maintenance
Cancer Center | CC-80461 | Weekly, Water Softener | 2020-12-18 | Plumbing | Preventive Maintenance
Cancer Center | CC-80544 | Weekly, Water Softener | 2020-12-25 | Plumbing | Preventive Maintenance
Cancer Center | CC-80364 | Weekly, Water Softener | 2020-12-11 | Plumbing | Preventive Maintenance
Cancer Center | CC-80244 | Monthly, Water Softener | 2020-12-28 | Plumbing | Preventive Maintenance
Cancer Center | CC-76563 | Weekly, Water Softener | 2020-07-03 | Plumbing | Preventive Maintenance
Cancer Center | CC-76710 | Monthly, Water Softener | 2020-07-28 | Plumbing | Preventive Maintenance
Cancer Center | CC-76765 | Weekly, Water Softener | 2020-07-10 | Plumbing | Preventive Maintenance
Cancer Center | CC-76858 | Weekly, Water Softener | 2020-07-17 | Plumbing | Preventive Maintenance
Cancer Center | CC-77021 | Weekly, Water Softener | 2020-07-31 | Plumbing | Preventive Maintenance
Cancer Center | CC-76944 | Weekly, Water Softener | 2020-07-24 | Plumbing | Preventive Maintenance
Cancer Center | CC-77677 | Weekly, Water Softener | 2020-08-28 | Plumbing | Preventive Maintenance
Cancer Center | CC-77551 | Weekly, Water Softener | 2020-08-21 | Plumbing | Preventive Maintenance
Cancer Center | CC-77455 | Weekly, Water Softener | 2020-08-14 | Plumbing | Preventive Maintenance
Cancer Center | CC-77302 | Monthly, Water Softener | 2020-08-28 | Plumbing | Preventive Maintenance
Cancer Center | CC-77371 | Weekly, Water Softener | 2020-08-07 | Plumbing | Preventive Maintenance
Cancer Center | CC-78209 | Monthly, Water Softener | 2020-09-28 | Plumbing | Preventive Maintenance
Cancer Center | CC-77810 | Weekly, Water Softener | 2020-09-04 | Plumbing | Preventive Maintenance
Cancer Center | CC-79980 | Weekly, Water Softener | 2020-12-04 | Plumbing | Preventive Maintenance
Cancer Center | CC-79904 | Weekly, Water Softener | 2020-11-27 | Plumbing | Preventive Maintenance
Cancer Center | CC-79709 | Weekly, Water Softener | 2020-11-13 | Plumbing | Preventive Maintenance
Cancer Center | CC-79804 | Weekly, Water Softener | 2020-11-20 | Plumbing | Preventive Maintenance
Cancer Center | CC-79608 | Weekly, Water Softener | 2020-11-06 | Plumbing | Preventive Maintenance
Cancer Center | CC-79535 | Monthly, Water Softener | 2020-11-30 | Plumbing | Preventive Maintenance
Cancer Center | CC-79150 | Weekly, Water Softener | 2020-10-23 | Plumbing | Preventive Maintenance
Cancer Center | CC-79235 | Weekly, Water Softener | 2020-10-30 | Plumbing | Preventive Maintenance
Cancer Center | CC-79019 | Weekly, Water Softener | 2020-10-16 | Plumbing | Preventive Maintenance
Cancer Center | CC-78909 | Weekly, Water Softener | 2020-10-09 | Plumbing | Preventive Maintenance
Cancer Center | CC-78307 | Weekly, Water Softener | 2020-09-11 | Plumbing | Preventive Maintenance
Cancer Center | CC-78394 | Weekly, Water Softener | 2020-09-18 | Plumbing | Preventive Maintenance
Cancer Center | CC-78560 | Weekly, Water Softener | 2020-10-02 | Plumbing | Preventive Maintenance
Cancer Center | CC-78474 | Weekly, Water Softener | 2020-09-25 | Plumbing | Preventive Maintenance
Cancer Center | CC-78793 | Monthly, Water Softener | 2020-10-28 | Plumbing | Preventive Maintenance
Cancer Center | CC-76287 | Annual, Back Flow Preventer | 2020-07-31 | Plumbing | Preventive Maintenance
Cancer Center | CC-84044 | Annual, Back Flow Preventer | 2021-07-01 | Plumbing | Preventive Maintenance
Cancer Center | CC-83901 | Quarterly, Expansion Tank | 2021-06-28 | Mechanical | Preventive Maintenance
Cancer Center | CC-81943 | Quarterly, Expansion Tank | 2021-03-29 | Mechanical | Preventive Maintenance
Cancer Center | CC-77972 | Quarterly, Expansion Tank | 2020-09-28 | Mechanical | Preventive Maintenance
Cancer Center | CC-80207 | Quarterly, Expansion Tank | 2020-12-28 | Mechanical | Preventive Maintenance
Cancer Center | CC-80123 | Quarterly, Fan Coil Unit | 2020-12-28 | HVAC (Heating / Cooling) | Preventive Maintenance
Cancer Center | CC-80094 | Annual, Fan Coil Unit | 2020-12-28 | HVAC (Heating / Cooling) | Preventive Maintenance
Cancer Center | CC-77931 | Quarterly, Fan Coil Unit | 2020-09-28 | HVAC (Heating / Cooling) | Preventive Maintenance
Cancer Center | CC-81861 | Quarterly, Fan Coil Unit | 2021-03-29 | HVAC (Heating / Cooling) | Preventive Maintenance
Cancer Center | CC-83817 | Quarterly, Fan Coil Unit | 2021-06-28 | HVAC (Heating / Cooling) | Preventive Maintenance
Cancer Center | CC-83858 | Quarterly, Fan Coil Unit | 2021-06-28 | HVAC (Heating / Cooling) | Preventive Maintenance
Cancer Center | CC-81902 | Quarterly, Fan Coil Unit | 2021-03-29 | HVAC (Heating / Cooling) | Preventive Maintenance
Cancer Center | CC-77932 | Quarterly, Fan Coil Unit | 2020-09-28 | HVAC (Heating / Cooling) | Preventive Maintenance
Cancer Center | CC-80095 | Annual, Fan Coil Unit | 2020-12-28 | HVAC (Heating / Cooling) | Preventive Maintenance
Cancer Center | CC-80164 | Quarterly, Fan Coil Unit | 2020-12-28 | HVAC (Heating / Cooling) | Preventive Maintenance
Cancer Center | CC-80165 | Quarterly, Fan Coil Unit | 2020-12-28 | HVAC (Heating / Cooling) | Preventive Maintenance
Cancer Center | CC-80096 | Annual, Fan Coil Unit | 2020-12-28 | HVAC (Heating / Cooling) | Preventive Maintenance
Cancer Center | CC-77933 | Quarterly, Fan Coil Unit | 2020-09-28 | HVAC (Heating / Cooling) | Preventive Maintenance
Cancer Center | CC-81903 | Quarterly, Fan Coil Unit | 2021-03-29 | HVAC (Heating / Cooling) | Preventive Maintenance
Cancer Center | CC-83859 | Quarterly, Fan Coil Unit | 2021-06-28 | HVAC (Heating / Cooling) | Preventive Maintenance
Cancer Center | CC-83860 | Quarterly, Fan Coil Unit | 2021-06-28 | HVAC (Heating / Cooling) | Preventive Maintenance
Cancer Center | CC-81904 | Quarterly, Fan Coil Unit | 2021-03-29 | HVAC (Heating / Cooling) | Preventive Maintenance
Cancer Center | CC-77934 | Quarterly, Fan Coil Unit | 2020-09-28 | HVAC (Heating / Cooling) | Preventive Maintenance
Cancer Center | CC-80097 | Annual, Fan Coil Unit | 2020-12-28 | HVAC (Heating / Cooling) | Preventive Maintenance
Cancer Center | CC-80166 | Quarterly, Fan Coil Unit | 2020-12-28 | HVAC (Heating / Cooling) | Preventive Maintenance
Cancer Center | CC-80167 | Quarterly, Fan Coil Unit | 2020-12-28 | HVAC (Heating / Cooling) | Preventive Maintenance
Cancer Center | CC-80098 | Annual, Fan Coil Unit | 2020-12-28 | HVAC (Heating / Cooling) | Preventive Maintenance
Cancer Center | CC-77935 | Quarterly, Fan Coil Unit | 2020-09-28 | HVAC (Heating / Cooling) | Preventive Maintenance
Cancer Center | CC-81905 | Quarterly, Fan Coil Unit | 2021-03-29 | HVAC (Heating / Cooling) | Preventive Maintenance
Cancer Center | CC-83861 | Quarterly, Fan Coil Unit | 2021-06-28 | HVAC (Heating / Cooling) | Preventive Maintenance
Cancer Center | CC-83862 | Quarterly, Fan Coil Unit | 2021-06-28 | HVAC (Heating / Cooling) | Preventive Maintenance
Cancer Center | CC-81906 | Quarterly, Fan Coil Unit | 2021-03-29 | HVAC (Heating / Cooling) | Preventive Maintenance
Cancer Center | CC-77936 | Quarterly, Fan Coil Unit | 2020-09-28 | HVAC (Heating / Cooling) | Preventive Maintenance
Cancer Center | CC-80099 | Annual, Fan Coil Unit | 2020-12-28 | HVAC (Heating / Cooling) | Preventive Maintenance
Cancer Center | CC-80168 | Quarterly, Fan Coil Unit | 2020-12-28 | HVAC (Heating / Cooling) | Preventive Maintenance
Cancer Center | CC-80059 | Quarterly, Chilled Water Pump | 2020-12-28 | Mechanical | Preventive Maintenance
Cancer Center | CC-77869 | Quarterly, Chilled Water Pump | 2020-09-28 | Mechanical | Preventive Maintenance
Cancer Center | CC-81827 | Quarterly, Chilled Water Pump | 2021-03-29 | Mechanical | Preventive Maintenance
Cancer Center | CC-83795 | Quarterly, Chilled Water Pump | 2021-06-28 | Mechanical | Preventive Maintenance
Cancer Center | CC-83796 | Quarterly, Chilled Water Pump | 2021-06-28 | Mechanical | Preventive Maintenance
Cancer Center | CC-81828 | Quarterly, Chilled Water Pump | 2021-03-29 | Mechanical | Preventive Maintenance
Cancer Center | CC-77870 | Quarterly, Chilled Water Pump | 2020-09-28 | Mechanical | Preventive Maintenance
Cancer Center | CC-80060 | Quarterly, Chilled Water Pump | 2020-12-28 | Mechanical | Preventive Maintenance
Cancer Center | CC-83255 | Annual, Variable Frequency Drive | 2021-05-28 | Mechanical | Preventive Maintenance
Cancer Center | CC-83256 | Annual, Variable Frequency Drive | 2021-05-28 | Mechanical | Preventive Maintenance
Cancer Center | CC-83183 | Semi-Annual, Vacuum Pump | 2021-05-28 | Mechanical | Preventive Maintenance
Cancer Center | CC-79504 | Semi-Annual, Vacuum Pump | 2020-11-30 | Mechanical | Preventive Maintenance
Cancer Center | CC-79505 | Semi-Annual, Medical Air Compressor | 2020-11-30 | Mechanical | Preventive Maintenance
Cancer Center | CC-78402 | 3yr Annual, Medical Air Compressor. kit is onsite | 2020-09-17 | Mechanical | Preventive Maintenance
Cancer Center | CC-83184 | Semi-Annual, Medical Air Compressor | 2021-05-28 | Mechanical | Preventive Maintenance
Cancer Center | CC-83185 | Semi-Annual, Medical Air Compressor | 2021-05-28 | Mechanical | Preventive Maintenance
Cancer Center | CC-78403 | 3yr Annual, Medical Air Compressor | 2020-09-17 | Mechanical | Preventive Maintenance
Cancer Center | CC-79506 | Semi-Annual, Medical Air Compressor | 2020-11-30 | Mechanical | Preventive Maintenance
Cancer Center | CC-79507 | Semi-Annual, Medical Air Compressor | 2020-11-30 | Mechanical | Preventive Maintenance
Cancer Center | CC-78404 | 3yr Annual, Medical Air Compressor | 2020-09-17 | Mechanical | Preventive Maintenance
Cancer Center | CC-83186 | Semi-Annual, Medical Air Compressor | 2021-05-28 | Mechanical | Preventive Maintenance
Cancer Center | CC-82472 | Quarterly, Humidifier | 2021-04-28 | HVAC (Heating / Cooling) | Preventive Maintenance
Cancer Center | CC-80638 | Quarterly, Humidifier | 2021-01-28 | HVAC (Heating / Cooling) | Preventive Maintenance
Cancer Center | CC-78614 | Quarterly, Humidifier | 2020-10-28 | HVAC (Heating / Cooling) | Preventive Maintenance
Cancer Center | CC-76577 | Quarterly, Humidifier | 2020-07-28 | HVAC (Heating / Cooling) | Preventive Maintenance
Cancer Center | CC-83257 | Annual, Variable Frequency Drive | 2021-05-28 | Mechanical | Preventive Maintenance
Cancer Center | CC-83258 | Annual, Variable Frequency Drive | 2021-05-28 | Mechanical | Preventive Maintenance
Cancer Center | CC-83259 | Annual, Variable Frequency Drive | 2021-05-28 | Mechanical | Preventive Maintenance
Cancer Center | CC-83247 | Quarterly, Heating Hot Water Loop Pump | 2021-05-28 | Mechanical | Preventive Maintenance
Cancer Center | CC-81432 | Quarterly, Heating Hot Water Loop Pump | 2021-03-01 | Mechanical | Preventive Maintenance
Cancer Center | CC-77335 | Quarterly, Heating Hot Water Loop Pump | 2020-08-28 | Mechanical | Preventive Maintenance
Cancer Center | CC-79571 | Quarterly, Heating Hot Water Loop Pump | 2020-11-30 | Mechanical | Preventive Maintenance
Cancer Center | CC-79572 | Quarterly, Heating Hot Water Loop Pump | 2020-11-30 | Mechanical | Preventive Maintenance
Cancer Center | CC-77336 | Quarterly, Heating Hot Water Loop Pump | 2020-08-28 | Mechanical | Preventive Maintenance
Cancer Center | CC-81433 | Quarterly, Heating Hot Water Loop Pump | 2021-03-01 | Mechanical | Preventive Maintenance
Cancer Center | CC-83248 | Quarterly, Heating Hot Water Loop Pump | 2021-05-28 | Mechanical | Preventive Maintenance
Cancer Center | CC-83249 | Quarterly, Heating Hot Water Loop Pump | 2021-05-28 | Mechanical | Preventive Maintenance
Cancer Center | CC-81434 | Quarterly, Heating Hot Water Loop Pump | 2021-03-01 | Mechanical | Preventive Maintenance
Cancer Center | CC-77337 | Quarterly, Heating Hot Water Loop Pump | 2020-08-28 | Mechanical | Preventive Maintenance
Cancer Center | CC-79573 | Quarterly, Heating Hot Water Loop Pump | 2020-11-30 | Mechanical | Preventive Maintenance
Cancer Center | CC-78679 | Quarterly, Boiler | 2020-10-28 | Plumbing | Preventive Maintenance
Cancer Center | CC-78725 | Annual, Boiler | 2020-10-28 | Plumbing | Preventive Maintenance
Cancer Center | CC-76613 | Quarterly, Boiler | 2020-07-28 | HVAC (Heating / Cooling) | Preventive Maintenance
Cancer Center | CC-80670 | Quarterly, Boiler Inspection. | 2021-01-28 | HVAC (Heating / Cooling) | Preventive Maintenance
Cancer Center | CC-82500 | Quarterly, Boiler | 2021-04-28 | HVAC (Heating / Cooling) | Preventive Maintenance
Cancer Center | CC-82501 | Quarterly, Boiler | 2021-04-28 | HVAC (Heating / Cooling) | Preventive Maintenance
Cancer Center | CC-80671 | Quarterly, Boiler | 2021-01-28 | HVAC (Heating / Cooling) | Preventive Maintenance
Cancer Center | CC-76614 | Quarterly, Boiler | 2020-07-28 | HVAC (Heating / Cooling) | Preventive Maintenance
Cancer Center | CC-78726 | Annual, Boiler | 2020-10-28 | Plumbing | Preventive Maintenance
Cancer Center | CC-78680 | Quarterly, Boiler | 2020-10-28 | Plumbing | Preventive Maintenance
Cancer Center | CC-78681 | Quarterly, Boiler | 2020-10-28 | Plumbing | Preventive Maintenance
Cancer Center | CC-78727 | Annual, Boiler | 2020-10-28 | Plumbing | Preventive Maintenance
Cancer Center | CC-76615 | Quarterly, Boiler | 2020-07-28 | HVAC (Heating / Cooling) | Preventive Maintenance
Cancer Center | CC-80672 | Quarterly, Boiler | 2021-01-28 | HVAC (Heating / Cooling) | Preventive Maintenance
Cancer Center | CC-82502 | Quarterly, Boiler | 2021-04-28 | HVAC (Heating / Cooling) | Preventive Maintenance
Cancer Center | CC-82503 | Quarterly, Boiler | 2021-04-28 | HVAC (Heating / Cooling) | Preventive Maintenance
Cancer Center | CC-80673 | Quarterly, Boiler | 2021-01-28 | HVAC (Heating / Cooling) | Preventive Maintenance
Cancer Center | CC-76616 | Quarterly, Boiler | 2020-07-28 | HVAC (Heating / Cooling) | Preventive Maintenance
Cancer Center | CC-78728 | Annual, Boiler | 2020-10-28 | Plumbing | Preventive Maintenance
Cancer Center | CC-78682 | Quarterly, Boiler | 2020-10-28 | Plumbing | Preventive Maintenance
Cancer Center | CC-83260 | Annual, Variable Frequency Drive | 2021-05-28 | Mechanical | Preventive Maintenance
Cancer Center | CC-83261 | Annual, Variable Frequency Drive | 2021-05-28 | Mechanical | Preventive Maintenance
Cancer Center | CC-83792 | Quarterly, Air Handler Unit | 2021-06-28 | HVAC (Heating / Cooling) | Preventive Maintenance
Cancer Center | CC-81813 | Annual, Air Handler Unit | 2021-03-29 | HVAC (Heating / Cooling) | Preventive Maintenance
Cancer Center | CC-81823 | Quarterly, Air Handler Unit | 2021-03-29 | HVAC (Heating / Cooling) | Preventive Maintenance
Cancer Center | CC-80056 | Quarterly, Air Handler Unit | 2020-12-28 | HVAC (Heating / Cooling) | Preventive Maintenance
Cancer Center | CC-77866 | Quarterly, Air Handler Unit | 2020-09-28 | HVAC (Heating / Cooling) | Preventive Maintenance
Cancer Center | CC-77882 | Quarterly, Exhaust Fan | 2020-09-28 | HVAC (Heating / Cooling) | Preventive Maintenance
Cancer Center | CC-80082 | Quarterly, Exhaust Fan | 2020-12-28 | HVAC (Heating / Cooling) | Preventive Maintenance
Cancer Center | CC-81830 | Annual, Exhaust Fan | 2021-03-29 | HVAC (Heating / Cooling) | Preventive Maintenance
Cancer Center | CC-81846 | Quarterly, Exhaust Fan | 2021-03-29 | HVAC (Heating / Cooling) | Preventive Maintenance
Cancer Center | CC-83808 | Quarterly, Exhaust Fan | 2021-06-28 | HVAC (Heating / Cooling) | Preventive Maintenance
Cancer Center | CC-83809 | Quarterly, Exhaust Fan | 2021-06-28 | HVAC (Heating / Cooling) | Preventive Maintenance
Cancer Center | CC-81831 | Annual, Exhaust Fan | 2021-03-29 | HVAC (Heating / Cooling) | Preventive Maintenance
Cancer Center | CC-81835 | Quarterly, Exhaust Fan | 2021-03-29 | HVAC (Heating / Cooling) | Preventive Maintenance
Cancer Center | CC-80083 | Quarterly, Exhaust Fan | 2020-12-28 | HVAC (Heating / Cooling) | Preventive Maintenance
Cancer Center | CC-77883 | Quarterly, Exhaust Fan | 2020-09-28 | HVAC (Heating / Cooling) | Preventive Maintenance
Cancer Center | CC-77884 | Quarterly, Exhaust Fan | 2020-09-28 | HVAC (Heating / Cooling) | Preventive Maintenance
Cancer Center | CC-80084 | Quarterly, Exhaust Fan | 2020-12-28 | HVAC (Heating / Cooling) | Preventive Maintenance
Cancer Center | CC-81832 | Annual, Exhaust Fan | 2021-03-29 | HVAC (Heating / Cooling) | Preventive Maintenance
Cancer Center | CC-81847 | Quarterly, Exhaust Fan | 2021-03-29 | HVAC (Heating / Cooling) | Preventive Maintenance
Cancer Center | CC-83810 | Quarterly, Exhaust Fan | 2021-06-28 | HVAC (Heating / Cooling) | Preventive Maintenance
Cancer Center | CC-83793 | Quarterly, Air Handler Unit | 2021-06-28 | HVAC (Heating / Cooling) | Preventive Maintenance
Cancer Center | CC-81824 | Quarterly, Air Handler Unit | 2021-03-29 | HVAC (Heating / Cooling) | Preventive Maintenance
Cancer Center | CC-81814 | Annual, Air Handler Unit | 2021-03-29 | HVAC (Heating / Cooling) | Preventive Maintenance
Cancer Center | CC-80057 | Quarterly, Air Handler Unit | 2020-12-28 | HVAC (Heating / Cooling) | Preventive Maintenance
Cancer Center | CC-77867 | Quarterly, Air Handler Unit | 2020-09-28 | HVAC (Heating / Cooling) | Preventive Maintenance
Cancer Center | CC-78758 | Annual, Control Panel | 2020-10-28 | Electronic | Preventive Maintenance
Cancer Center | CC-80058 | Quarterly, Air Handler Unit | 2020-12-28 | HVAC (Heating / Cooling) | Preventive Maintenance
Cancer Center | CC-77868 | Quarterly, Air Handler Unit | 2020-09-28 | HVAC (Heating / Cooling) | Preventive Maintenance
Cancer Center | CC-81825 | Quarterly, Air Handler Unit | 2021-03-29 | HVAC (Heating / Cooling) | Preventive Maintenance
Cancer Center | CC-81812 | Annual, Air Handler Unit | 2021-03-29 | HVAC (Heating / Cooling) | Preventive Maintenance
Cancer Center | CC-83794 | Quarterly, Air Handler Unit | 2021-06-28 | HVAC (Heating / Cooling) | Preventive Maintenance
Cancer Center | CC-78759 | Annual, Control Panel | 2020-10-28 | Electronic | Preventive Maintenance
Cancer Center | CC-83262 | Annual, Variable Frequency Drive | 2021-05-28 | Mechanical | Preventive Maintenance
Cancer Center | CC-83263 | Annual, Variable Frequency Drive | 2021-05-28 | Mechanical | Preventive Maintenance
Cancer Center | CC-83797 | Quarterly, Exhaust Fan | 2021-06-28 | HVAC (Heating / Cooling) | Preventive Maintenance
Cancer Center | CC-81848 | Quarterly, Exhaust Fan | 2021-03-29 | HVAC (Heating / Cooling) | Preventive Maintenance
Cancer Center | CC-81829 | Annual, Exhaust Fan | 2021-03-29 | HVAC (Heating / Cooling) | Preventive Maintenance
Cancer Center | CC-80085 | Quarterly, Exhaust Fan | 2020-12-28 | HVAC (Heating / Cooling) | Preventive Maintenance
Cancer Center | CC-77871 | Quarterly, Exhaust Fan | 2020-09-28 | HVAC (Heating / Cooling) | Preventive Maintenance
Cancer Center | CC-78219 | Monthly, Water Filter System | 2020-09-28 | Plumbing | Preventive Maintenance
Cancer Center | CC-77329 | Monthly, Water Filter System | 2020-08-28 | Plumbing | Preventive Maintenance
Cancer Center | CC-76718 | Monthly, Water Filter System | 2020-07-28 | Plumbing | Preventive Maintenance
Cancer Center | CC-79564 | Monthly, Water Filter System | 2020-11-30 | Plumbing | Preventive Maintenance
Cancer Center | CC-78805 | Monthly, Water Filter System | 2020-10-28 | Plumbing | Preventive Maintenance
Cancer Center | CC-81999 | Monthly, Water Filter System | 2021-03-29 | Plumbing | Preventive Maintenance
Cancer Center | CC-81426 | Monthly, Water Filter System | 2021-03-01 | Plumbing | Preventive Maintenance
Cancer Center | CC-80255 | Monthly, Water Filter System | 2020-12-28 | Plumbing | Preventive Maintenance
Cancer Center | CC-80791 | Monthly, Water Filter System | 2021-01-28 | Plumbing | Preventive Maintenance
Cancer Center | CC-83938 | Monthly, Water Filter System | 2021-06-28 | Plumbing | Preventive Maintenance
Cancer Center | CC-83240 | Monthly, Water Filter System | 2021-05-28 | Plumbing | Preventive Maintenance
Cancer Center | CC-82599 | Monthly, Water Filter System | 2021-04-28 | Plumbing | Preventive Maintenance
Cancer Center | CC-83902 | Quarterly, Expansion Tank | 2021-06-28 | Mechanical | Preventive Maintenance
Cancer Center | CC-81944 | Quarterly, Expansion Tank | 2021-03-29 | Mechanical | Preventive Maintenance
Cancer Center | CC-80208 | Quarterly, Expansion Tank | 2020-12-28 | Mechanical | Preventive Maintenance
Cancer Center | CC-77973 | Quarterly, Expansion Tank | 2020-09-28 | Mechanical | Preventive Maintenance
Cancer Center | CC-77937 | Quarterly, Fan Coil Unit | 2020-09-28 | HVAC (Heating / Cooling) | Preventive Maintenance
Cancer Center | CC-80093 | Annual, Fan Coil Unit | 2020-12-28 | HVAC (Heating / Cooling) | Preventive Maintenance
Cancer Center | CC-80169 | Quarterly, Fan Coil Unit | 2020-12-28 | HVAC (Heating / Cooling) | Preventive Maintenance
Cancer Center | CC-81907 | Quarterly, Fan Coil Unit | 2021-03-29 | HVAC (Heating / Cooling) | Preventive Maintenance
Cancer Center | CC-83863 | Quarterly, Fan Coil Unit | 2021-06-28 | HVAC (Heating / Cooling) | Preventive Maintenance
Cancer Center | CC-83864 | Quarterly, Fan Coil Unit | 2021-06-28 | HVAC (Heating / Cooling) | Preventive Maintenance
Cancer Center | CC-81908 | Quarterly, Fan Coil Unit | 2021-03-29 | HVAC (Heating / Cooling) | Preventive Maintenance
Cancer Center | CC-80170 | Quarterly, Fan Coil Unit | 2020-12-28 | HVAC (Heating / Cooling) | Preventive Maintenance
Cancer Center | CC-80100 | Annual, Fan Coil Unit | 2020-12-28 | HVAC (Heating / Cooling) | Preventive Maintenance
Cancer Center | CC-77938 | Quarterly, Fan Coil Unit | 2020-09-28 | HVAC (Heating / Cooling) | Preventive Maintenance
Cancer Center | CC-77939 | Quarterly, Fan Coil Unit | 2020-09-28 | HVAC (Heating / Cooling) | Preventive Maintenance
Cancer Center | CC-80101 | Annual, Fan Coil Unit | 2020-12-28 | HVAC (Heating / Cooling) | Preventive Maintenance
Cancer Center | CC-80171 | Quarterly, Fan Coil Unit | 2020-12-28 | HVAC (Heating / Cooling) | Preventive Maintenance
Cancer Center | CC-81909 | Quarterly, Fan Coil Unit | 2021-03-29 | HVAC (Heating / Cooling) | Preventive Maintenance
Cancer Center | CC-83865 | Quarterly, Fan Coil Unit | 2021-06-28 | HVAC (Heating / Cooling) | Preventive Maintenance
Cancer Center | CC-83866 | Quarterly, Fan Coil Unit | 2021-06-28 | HVAC (Heating / Cooling) | Preventive Maintenance
Cancer Center | CC-81910 | Quarterly, Fan Coil Unit | 2021-03-29 | HVAC (Heating / Cooling) | Preventive Maintenance
Cancer Center | CC-80172 | Quarterly, Fan Coil Unit | 2020-12-28 | HVAC (Heating / Cooling) | Preventive Maintenance
Cancer Center | CC-80102 | Annual, Fan Coil Unit | 2020-12-28 | HVAC (Heating / Cooling) | Preventive Maintenance
Cancer Center | CC-77940 | Quarterly, Fan Coil Unit | 2020-09-28 | HVAC (Heating / Cooling) | Preventive Maintenance
Cancer Center | CC-77941 | Quarterly, Fan Coil Unit | 2020-09-28 | HVAC (Heating / Cooling) | Preventive Maintenance
Cancer Center | CC-80103 | Annual, Fan Coil Unit | 2020-12-28 | HVAC (Heating / Cooling) | Preventive Maintenance
Cancer Center | CC-80173 | Quarterly, Fan Coil Unit | 2020-12-28 | HVAC (Heating / Cooling) | Preventive Maintenance
Cancer Center | CC-81911 | Quarterly, Fan Coil Unit | 2021-03-29 | HVAC (Heating / Cooling) | Preventive Maintenance
Cancer Center | CC-83867 | Quarterly, Fan Coil Unit | 2021-06-28 | HVAC (Heating / Cooling) | Preventive Maintenance
Cancer Center | CC-83868 | Quarterly, Fan Coil Unit | 2021-06-28 | HVAC (Heating / Cooling) | Preventive Maintenance
Cancer Center | CC-81912 | Quarterly, Fan Coil Unit | 2021-03-29 | HVAC (Heating / Cooling) | Preventive Maintenance
Cancer Center | CC-80174 | Quarterly, Fan Coil Unit | 2020-12-28 | HVAC (Heating / Cooling) | Preventive Maintenance
Cancer Center | CC-80104 | Annual, Fan Coil Unit | 2020-12-28 | HVAC (Heating / Cooling) | Preventive Maintenance
Cancer Center | CC-77942 | Quarterly, Fan Coil Unit | 2020-09-28 | HVAC (Heating / Cooling) | Preventive Maintenance
Cancer Center | CC-77943 | Quarterly, Fan Coil Unit | 2020-09-28 | HVAC (Heating / Cooling) | Preventive Maintenance
Cancer Center | CC-80105 | Annual, Fan Coil Unit | 2020-12-28 | HVAC (Heating / Cooling) | Preventive Maintenance
Cancer Center | CC-80175 | Quarterly, Fan Coil Unit | 2020-12-28 | HVAC (Heating / Cooling) | Preventive Maintenance
Cancer Center | CC-81913 | Quarterly, Fan Coil Unit | 2021-03-29 | HVAC (Heating / Cooling) | Preventive Maintenance
Cancer Center | CC-83869 | Quarterly, Fan Coil Unit | 2021-06-28 | HVAC (Heating / Cooling) | Preventive Maintenance
Cancer Center | CC-83920 | Quarterly, Door, Roll-Up | 2021-06-28 | Door Overrides | Preventive Maintenance
Cancer Center | CC-81970 | Quarterly, Door, Roll-Up | 2021-03-29 | Door Overrides | Preventive Maintenance
Cancer Center | CC-80234 | Quarterly, Door, Roll-Up | 2020-12-28 | Door Overrides | Preventive Maintenance
Cancer Center | CC-77997 | Quarterly, Door, Roll-Up | 2020-09-28 | Door Overrides | Preventive Maintenance
Cancer Center | CC-77944 | Quarterly, Fan Coil Unit | 2020-09-28 | HVAC (Heating / Cooling) | Preventive Maintenance
Cancer Center | CC-80106 | Annual, Fan Coil Unit | 2020-12-28 | HVAC (Heating / Cooling) | Preventive Maintenance
Cancer Center | CC-80176 | Quarterly, Fan Coil Unit | 2020-12-28 | HVAC (Heating / Cooling) | Preventive Maintenance
Cancer Center | CC-81914 | Quarterly, Fan Coil Unit | 2021-03-29 | HVAC (Heating / Cooling) | Preventive Maintenance
Cancer Center | CC-83870 | Quarterly, Fan Coil Unit | 2021-06-28 | HVAC (Heating / Cooling) | Preventive Maintenance
Cancer Center | CC-83871 | Quarterly, Fan Coil Unit | 2021-06-28 | HVAC (Heating / Cooling) | Preventive Maintenance
Cancer Center | CC-81915 | Quarterly, Fan Coil Unit | 2021-03-29 | HVAC (Heating / Cooling) | Preventive Maintenance
Cancer Center | CC-80177 | Quarterly, Fan Coil Unit | 2020-12-28 | HVAC (Heating / Cooling) | Preventive Maintenance
Cancer Center | CC-80107 | Annual, Fan Coil Unit | 2020-12-28 | HVAC (Heating / Cooling) | Preventive Maintenance
Cancer Center | CC-77945 | Quarterly, Fan Coil Unit | 2020-09-28 | HVAC (Heating / Cooling) | Preventive Maintenance
Cancer Center | CC-77946 | Quarterly, Fan Coil Unit | 2020-09-28 | HVAC (Heating / Cooling) | Preventive Maintenance
Cancer Center | CC-80108 | Annual, Fan Coil Unit | 2020-12-28 | HVAC (Heating / Cooling) | Preventive Maintenance
Cancer Center | CC-80178 | Quarterly, Fan Coil Unit | 2020-12-28 | HVAC (Heating / Cooling) | Preventive Maintenance
Cancer Center | CC-81916 | Quarterly, Fan Coil Unit | 2021-03-29 | HVAC (Heating / Cooling) | Preventive Maintenance
Cancer Center | CC-83872 | Quarterly, Fan Coil Unit | 2021-06-28 | HVAC (Heating / Cooling) | Preventive Maintenance
Cancer Center | CC-83873 | Quarterly, Fan Coil Unit | 2021-06-28 | HVAC (Heating / Cooling) | Preventive Maintenance
Cancer Center | CC-81917 | Quarterly, Fan Coil Unit | 2021-03-29 | HVAC (Heating / Cooling) | Preventive Maintenance
Cancer Center | CC-80179 | Quarterly, Fan Coil Unit | 2020-12-28 | HVAC (Heating / Cooling) | Preventive Maintenance
Cancer Center | CC-80109 | Annual, Fan Coil Unit | 2020-12-28 | HVAC (Heating / Cooling) | Preventive Maintenance
Cancer Center | CC-77947 | Quarterly, Fan Coil Unit | 2020-09-28 | HVAC (Heating / Cooling) | Preventive Maintenance
Cancer Center | CC-77948 | Quarterly, Fan Coil Unit | 2020-09-28 | HVAC (Heating / Cooling) | Preventive Maintenance
Cancer Center | CC-80110 | Annual, Fan Coil Unit | 2020-12-28 | HVAC (Heating / Cooling) | Preventive Maintenance
Cancer Center | CC-80180 | Quarterly, Fan Coil Unit | 2020-12-28 | HVAC (Heating / Cooling) | Preventive Maintenance
Cancer Center | CC-81918 | Quarterly, Fan Coil Unit | 2021-03-29 | HVAC (Heating / Cooling) | Preventive Maintenance
Cancer Center | CC-83874 | Quarterly, Fan Coil Unit | 2021-06-28 | HVAC (Heating / Cooling) | Preventive Maintenance
Cancer Center | CC-83875 | Quarterly, Fan Coil Unit | 2021-06-28 | HVAC (Heating / Cooling) | Preventive Maintenance
Cancer Center | CC-81919 | Quarterly, Fan Coil Unit | 2021-03-29 | HVAC (Heating / Cooling) | Preventive Maintenance
Cancer Center | CC-80181 | Quarterly, Fan Coil Unit | 2020-12-28 | HVAC (Heating / Cooling) | Preventive Maintenance
Cancer Center | CC-80111 | Annual, Fan Coil Unit | 2020-12-28 | HVAC (Heating / Cooling) | Preventive Maintenance
Cancer Center | CC-77949 | Quarterly, Fan Coil Unit | 2020-09-28 | HVAC (Heating / Cooling) | Preventive Maintenance
Cancer Center | CC-77950 | Quarterly, Fan Coil Unit | 2020-09-28 | HVAC (Heating / Cooling) | Preventive Maintenance
Cancer Center | CC-80112 | Annual, Fan Coil Unit | 2020-12-28 | HVAC (Heating / Cooling) | Preventive Maintenance
Cancer Center | CC-80182 | Quarterly, Fan Coil Unit | 2020-12-28 | HVAC (Heating / Cooling) | Preventive Maintenance
Cancer Center | CC-81920 | Quarterly, Fan Coil Unit | 2021-03-29 | HVAC (Heating / Cooling) | Preventive Maintenance
Cancer Center | CC-83876 | Quarterly, Fan Coil Unit | 2021-06-28 | HVAC (Heating / Cooling) | Preventive Maintenance
Cancer Center | CC-83811 | Quarterly, Exhaust Fan | 2021-06-28 | HVAC (Heating / Cooling) | Preventive Maintenance
Cancer Center | CC-81849 | Quarterly, Exhaust Fan | 2021-03-29 | HVAC (Heating / Cooling) | Preventive Maintenance
Cancer Center | CC-81833 | Annual, Exhaust Fan | 2021-03-29 | HVAC (Heating / Cooling) | Preventive Maintenance
Cancer Center | CC-80086 | Quarterly, Exhaust Fan | 2020-12-28 | HVAC (Heating / Cooling) | Preventive Maintenance
Cancer Center | CC-77885 | Quarterly, Exhaust Fan | 2020-09-28 | HVAC (Heating / Cooling) | Preventive Maintenance
Cancer Center | CC-77886 | Quarterly, Exhaust Fan | 2020-09-28 | HVAC (Heating / Cooling) | Preventive Maintenance
Cancer Center | CC-80087 | Quarterly, Exhaust Fan | 2020-12-28 | HVAC (Heating / Cooling) | Preventive Maintenance
Cancer Center | CC-81834 | Annual, Exhaust Fan | 2021-03-29 | HVAC (Heating / Cooling) | Preventive Maintenance
Cancer Center | CC-81850 | Quarterly, Exhaust Fan | 2021-03-29 | HVAC (Heating / Cooling) | Preventive Maintenance
Cancer Center | CC-83812 | Quarterly, Exhaust Fan | 2021-06-28 | HVAC (Heating / Cooling) | Preventive Maintenance
Cancer Center | CC-83877 | Quarterly, Fan Coil Unit | 2021-06-28 | HVAC (Heating / Cooling) | Preventive Maintenance
Cancer Center | CC-81921 | Quarterly, Fan Coil Unit | 2021-03-29 | HVAC (Heating / Cooling) | Preventive Maintenance
Cancer Center | CC-80183 | Quarterly, Fan Coil Unit | 2020-12-28 | HVAC (Heating / Cooling) | Preventive Maintenance
Cancer Center | CC-80113 | Annual, Fan Coil Unit | 2020-12-28 | HVAC (Heating / Cooling) | Preventive Maintenance
Cancer Center | CC-77951 | Quarterly, Fan Coil Unit | 2020-09-28 | HVAC (Heating / Cooling) | Preventive Maintenance
Cancer Center | CC-83264 | Annual, Variable Frequency Drive | 2021-05-28 | Mechanical | Preventive Maintenance
Cancer Center | CC-83265 | Annual, Variable Frequency Drive | 2021-05-28 | Mechanical | Preventive Maintenance
Cancer Center | CC-83266 | Annual, Variable Frequency Drive | 2021-05-28 | Mechanical | Preventive Maintenance
Cancer Center | CC-83921 | Quarterly, Door, Roll-Up | 2021-06-28 | Door Overrides | Preventive Maintenance
Cancer Center | CC-81971 | Quarterly, Door, Roll-Up | 2021-03-29 | Door Overrides | Preventive Maintenance
Cancer Center | CC-77998 | Quarterly, Door, Roll-Up | 2020-09-28 | Door Overrides | Preventive Maintenance
Cancer Center | CC-80235 | Quarterly, Door, Roll-Up | 2020-12-28 | Door Overrides | Preventive Maintenance
Cancer Center | CC-80114 | Annual, Fan Coil Unit | 2020-12-28 | HVAC (Heating / Cooling) | Preventive Maintenance
Cancer Center | CC-80184 | Quarterly, Fan Coil Unit | 2020-12-28 | HVAC (Heating / Cooling) | Preventive Maintenance
Cancer Center | CC-77952 | Quarterly, Fan Coil Unit | 2020-09-28 | HVAC (Heating / Cooling) | Preventive Maintenance
Cancer Center | CC-81922 | Quarterly, Fan Coil Unit | 2021-03-29 | HVAC (Heating / Cooling) | Preventive Maintenance
Cancer Center | CC-83878 | Quarterly, Fan Coil Unit | 2021-06-28 | HVAC (Heating / Cooling) | Preventive Maintenance
Cancer Center | CC-83879 | Quarterly, Fan Coil Unit | 2021-06-28 | HVAC (Heating / Cooling) | Preventive Maintenance
Cancer Center | CC-81923 | Quarterly, Fan Coil Unit | 2021-03-29 | HVAC (Heating / Cooling) | Preventive Maintenance
Cancer Center | CC-77953 | Quarterly, Fan Coil Unit | 2020-09-28 | HVAC (Heating / Cooling) | Preventive Maintenance
Cancer Center | CC-80185 | Quarterly, Fan Coil Unit | 2020-12-28 | HVAC (Heating / Cooling) | Preventive Maintenance
Cancer Center | CC-80115 | Annual, Fan Coil Unit | 2020-12-28 | HVAC (Heating / Cooling) | Preventive Maintenance
Cancer Center | CC-80116 | Annual, Fan Coil Unit | 2020-12-28 | HVAC (Heating / Cooling) | Preventive Maintenance
Cancer Center | CC-80186 | Quarterly, Fan Coil Unit | 2020-12-28 | HVAC (Heating / Cooling) | Preventive Maintenance
Cancer Center | CC-77954 | Quarterly, Fan Coil Unit | 2020-09-28 | HVAC (Heating / Cooling) | Preventive Maintenance
Cancer Center | CC-81924 | Quarterly, Fan Coil Unit | 2021-03-29 | HVAC (Heating / Cooling) | Preventive Maintenance
Cancer Center | CC-83880 | Quarterly, Fan Coil Unit | 2021-06-28 | HVAC (Heating / Cooling) | Preventive Maintenance
Cancer Center | CC-83919 | Quarterly, Door, Roll-Up | 2021-06-28 | Door Overrides | Preventive Maintenance
Cancer Center | CC-81969 | Quarterly, Door, Roll-Up | 2021-03-29 | Door Overrides | Preventive Maintenance
Cancer Center | CC-80233 | Quarterly, Door, Roll-Up | 2020-12-28 | Door Overrides | Preventive Maintenance
Cancer Center | CC-77996 | Quarterly, Door, Roll-Up | 2020-09-28 | Door Overrides | Preventive Maintenance
Cancer Center | CC-77955 | Quarterly, Fan Coil Unit | 2020-09-28 | HVAC (Heating / Cooling) | Preventive Maintenance
Cancer Center | CC-80187 | Quarterly, Fan Coil Unit | 2020-12-28 | HVAC (Heating / Cooling) | Preventive Maintenance
Cancer Center | CC-80117 | Annual, Fan Coil Unit | 2020-12-28 | HVAC (Heating / Cooling) | Preventive Maintenance
Cancer Center | CC-81925 | Quarterly, Fan Coil Unit | 2021-03-29 | HVAC (Heating / Cooling) | Preventive Maintenance
Cancer Center | CC-83881 | Quarterly, Fan Coil Unit | 2021-06-28 | HVAC (Heating / Cooling) | Preventive Maintenance
Cancer Center | CC-83882 | Quarterly, Fan Coil Unit | 2021-06-28 | HVAC (Heating / Cooling) | Preventive Maintenance
Cancer Center | CC-81926 | Quarterly, Fan Coil Unit | 2021-03-29 | HVAC (Heating / Cooling) | Preventive Maintenance
Cancer Center | CC-80118 | Annual, Fan Coil Unit | 2020-12-28 | HVAC (Heating / Cooling) | Preventive Maintenance
Cancer Center | CC-80188 | Quarterly, Fan Coil Unit | 2020-12-28 | HVAC (Heating / Cooling) | Preventive Maintenance
Cancer Center | CC-77956 | Quarterly, Fan Coil Unit | 2020-09-28 | HVAC (Heating / Cooling) | Preventive Maintenance
Cancer Center | CC-77155 | Quarterly, Chilled Water Pump | 2020-08-28 | Mechanical | Preventive Maintenance
Cancer Center | CC-79386 | Quarterly, Chilled Water Pump | 2020-11-30 | Mechanical | Preventive Maintenance
Cancer Center | CC-81218 | Quarterly, Chilled Water Pump | 2021-03-01 | Mechanical | Preventive Maintenance
Cancer Center | CC-83065 | Quarterly, Chilled Water Pump | 2021-05-28 | Mechanical | Preventive Maintenance
Cancer Center | CC-83066 | Quarterly, Chilled Water Pump | 2021-05-28 | Mechanical | Preventive Maintenance
Cancer Center | CC-81219 | Quarterly, Chilled Water Pump | 2021-03-01 | Mechanical | Preventive Maintenance
Cancer Center | CC-79387 | Quarterly, Chilled Water Pump | 2020-11-30 | Mechanical | Preventive Maintenance
Cancer Center | CC-77156 | Quarterly, Chilled Water Pump | 2020-08-28 | Mechanical | Preventive Maintenance
Cancer Center | CC-77157 | Quarterly, Chilled Water Pump | 2020-08-28 | Mechanical | Preventive Maintenance
Cancer Center | CC-79388 | Quarterly, Chilled Water Pump | 2020-11-30 | Mechanical | Preventive Maintenance
Cancer Center | CC-81220 | Quarterly, Chilled Water Pump | 2021-03-01 | Mechanical | Preventive Maintenance
Cancer Center | CC-83067 | Quarterly, Chilled Water Pump | 2021-05-28 | Mechanical | Preventive Maintenance
Cancer Center | CC-83219 | Monthly, Pot Feeder | 2021-05-28 | Plumbing | Preventive Maintenance
Cancer Center | CC-81406 | Monthly, Pot Feeder | 2021-03-01 | Plumbing | Preventive Maintenance
Cancer Center | CC-79543 | Monthly, Pot Feeder | 2020-11-30 | Plumbing | Preventive Maintenance
Cancer Center | CC-77310 | Monthly, Pot Feeder | 2020-08-28 | Plumbing | Preventive Maintenance
Cancer Center | CC-77328 | Monthly, Water Filter System | 2020-08-28 | Plumbing | Preventive Maintenance
Cancer Center | CC-78220 | Monthly, Water Filter System | 2020-09-28 | Plumbing | Preventive Maintenance
Cancer Center | CC-76719 | Monthly, Water Filter System | 2020-07-28 | Plumbing | Preventive Maintenance
Cancer Center | CC-79565 | Monthly, Water Filter System | 2020-11-30 | Plumbing | Preventive Maintenance
Cancer Center | CC-78806 | Monthly, Water Filter System | 2020-10-28 | Plumbing | Preventive Maintenance
Cancer Center | CC-81425 | Monthly, Water Filter System | 2021-03-01 | Plumbing | Preventive Maintenance
Cancer Center | CC-82000 | Monthly, Water Filter System | 2021-03-29 | Plumbing | Preventive Maintenance
Cancer Center | CC-80792 | Monthly, Water Filter System | 2021-01-28 | Plumbing | Preventive Maintenance
Cancer Center | CC-80256 | Monthly, Water Filter System | 2020-12-28 | Plumbing | Preventive Maintenance
Cancer Center | CC-82600 | Monthly, Water Filter System | 2021-04-28 | Plumbing | Preventive Maintenance
Cancer Center | CC-83241 | Monthly, Water Filter System | 2021-05-28 | Plumbing | Preventive Maintenance
Cancer Center | CC-83939 | Monthly, Water Filter System | 2021-06-28 | Plumbing | Preventive Maintenance
Cancer Center | CC-83782 | Quarterly, Air/Dirt Seperator | 2021-06-28 | HVAC (Heating / Cooling) | Preventive Maintenance
Cancer Center | CC-81811 | Quarterly, Air/Dirt Seperator | 2021-03-29 | HVAC (Heating / Cooling) | Preventive Maintenance
Cancer Center | CC-80037 | Quarterly, Air/Dirt Seperator | 2020-12-28 | HVAC (Heating / Cooling) | Preventive Maintenance
Cancer Center | CC-77856 | Quarterly, Air/Dirt Seperator | 2020-09-28 | HVAC (Heating / Cooling) | Preventive Maintenance
Cancer Center | CC-77957 | Quarterly, Fan Coil Unit | 2020-09-28 | HVAC (Heating / Cooling) | Preventive Maintenance
Cancer Center | CC-80119 | Annual, Fan Coil Unit | 2020-12-28 | HVAC (Heating / Cooling) | Preventive Maintenance
Cancer Center | CC-80189 | Quarterly, Fan Coil Unit | 2020-12-28 | HVAC (Heating / Cooling) | Preventive Maintenance
Cancer Center | CC-81927 | Quarterly, Fan Coil Unit | 2021-03-29 | HVAC (Heating / Cooling) | Preventive Maintenance
Cancer Center | CC-83883 | Quarterly, Fan Coil Unit | 2021-06-28 | HVAC (Heating / Cooling) | Preventive Maintenance
Cancer Center | CC-83884 | Quarterly, Fan Coil Unit | 2021-06-28 | HVAC (Heating / Cooling) | Preventive Maintenance
Cancer Center | CC-81928 | Quarterly, Fan Coil Unit | 2021-03-29 | HVAC (Heating / Cooling) | Preventive Maintenance
Cancer Center | CC-80190 | Quarterly, Fan Coil Unit | 2020-12-28 | HVAC (Heating / Cooling) | Preventive Maintenance
Cancer Center | CC-80120 | Annual, Fan Coil Unit | 2020-12-28 | HVAC (Heating / Cooling) | Preventive Maintenance
Cancer Center | CC-77958 | Quarterly, Fan Coil Unit | 2020-09-28 | HVAC (Heating / Cooling) | Preventive Maintenance
Cancer Center | CC-77959 | Quarterly, Fan Coil Unit | 2020-09-28 | HVAC (Heating / Cooling) | Preventive Maintenance
Cancer Center | CC-80121 | Annual, Fan Coil Unit | 2020-12-28 | HVAC (Heating / Cooling) | Preventive Maintenance
Cancer Center | CC-80191 | Quarterly, Fan Coil Unit | 2020-12-28 | HVAC (Heating / Cooling) | Preventive Maintenance
Cancer Center | CC-81929 | Quarterly, Fan Coil Unit | 2021-03-29 | HVAC (Heating / Cooling) | Preventive Maintenance
Cancer Center | CC-83885 | Quarterly, Fan Coil Unit | 2021-06-28 | HVAC (Heating / Cooling) | Preventive Maintenance
Cancer Center | CC-83886 | Quarterly, Fan Coil Unit | 2021-06-28 | HVAC (Heating / Cooling) | Preventive Maintenance
Cancer Center | CC-81930 | Quarterly, Fan Coil Unit | 2021-03-29 | HVAC (Heating / Cooling) | Preventive Maintenance
Cancer Center | CC-80192 | Quarterly, Fan Coil Unit | 2020-12-28 | HVAC (Heating / Cooling) | Preventive Maintenance
Cancer Center | CC-80122 | Annual, Fan Coil Unit | 2020-12-28 | HVAC (Heating / Cooling) | Preventive Maintenance
Cancer Center | CC-77960 | Quarterly, Fan Coil Unit | 2020-09-28 | HVAC (Heating / Cooling) | Preventive Maintenance
ABC 1 | ABC1-80817 | Annual, Drinking Fountain | 2021-02-01 | Plumbing | Preventive Maintenance
ABC 1 | ABC1-80818 | Annual, Drinking Fountain | 2021-02-01 | Plumbing | Preventive Maintenance
ABC 1 | ABC1-80819 | Annual, Drinking Fountain | 2021-02-01 | Plumbing | Preventive Maintenance
Building 1 | BU1-81369 | Annual, Drinking Fountain | 2021-03-01 | Plumbing | Preventive Maintenance
Building 1 | BU1-81370 | Annual, Drinking Fountain | 2021-03-01 | Plumbing | Preventive Maintenance
Building 1 | BU1-81371 | Annual, Drinking Fountain | 2021-03-01 | Plumbing | Preventive Maintenance
Building 2 | BU2-81372 | Annual, Drinking Fountain | 2021-03-01 | Plumbing | Preventive Maintenance
Building 2 | BU2-81373 | Annual, Drinking Fountain | 2021-03-01 | Plumbing | Preventive Maintenance
Building 3 | BU3-81374 | Annual, Drinking Fountain | 2021-03-01 | Plumbing | Preventive Maintenance
Building 3 | BU3-81375 | Annual, Drinking Fountain | 2021-03-01 | Plumbing | Preventive Maintenance
Building 3 | BU3-81376 | Annual, Drinking Fountain | 2021-03-01 | Plumbing | Preventive Maintenance
ABC 1 | ABC1-80820 | Annual, Drinking Fountain | 2021-02-01 | Plumbing | Preventive Maintenance
HSEB | HSEB-81931 | Quarterly, Fan Coil Unit | 2021-03-29 | HVAC (Heating / Cooling) | Preventive Maintenance
HSEB | HSEB-83887 | Quarterly, Fan Coil Unit | 2021-06-28 | HVAC (Heating / Cooling) | Preventive Maintenance
HSEB | HSEB-77961 | Quarterly, Fan Coil Unit | 2020-09-28 | HVAC (Heating / Cooling) | Preventive Maintenance
HSEB | HSEB-80193 | Quarterly, Fan Coil Unit | 2020-12-28 | HVAC (Heating / Cooling) | Preventive Maintenance
HSEB | HSEB-82024 | Annual, Variable Frequency Drive | 2021-03-29 | Mechanical | Preventive Maintenance
HSEB | HSEB-82025 | Annual, Variable Frequency Drive | 2021-03-29 | Mechanical | Preventive Maintenance
HSEB | HSEB-82026 | Annual, Variable Frequency Drive | 2021-03-29 | Mechanical | Preventive Maintenance
HSEB | HSEB-82027 | Annual, Variable Frequency Drive | 2021-03-29 | Mechanical | Preventive Maintenance
HSEB | HSEB-82028 | Annual, Variable Frequency Drive | 2021-03-29 | Mechanical | Preventive Maintenance
HSEB | HSEB-82029 | Annual, Variable Frequency Drive | 2021-03-29 | Mechanical | Preventive Maintenance
HSEB | HSEB-82030 | Annual, Variable Frequency Drive | 2021-03-29 | Mechanical | Preventive Maintenance
HSEB | HSEB-82031 | Annual, Variable Frequency Drive | 2021-03-29 | Mechanical | Preventive Maintenance
HSEB | HSEB-82032 | Annual, Variable Frequency Drive | 2021-03-29 | Mechanical | Preventive Maintenance
HSEB | HSEB-82033 | Annual, Variable Frequency Drive | 2021-03-29 | Mechanical | Preventive Maintenance
HSEB | HSEB-82034 | Annual, Variable Frequency Drive | 2021-03-29 | Mechanical | Preventive Maintenance
HSEB | HSEB-82035 | Annual, Variable Frequency Drive | 2021-03-29 | Mechanical | Preventive Maintenance
HSEB | HSEB-82036 | Annual, Variable Frequency Drive | 2021-03-29 | Mechanical | Preventive Maintenance
HSEB | HSEB-82037 | Annual, Variable Frequency Drive | 2021-03-29 | Mechanical | Preventive Maintenance
HSEB | HSEB-82038 | Annual, Variable Frequency Drive | 2021-03-29 | Mechanical | Preventive Maintenance
HSEB | HSEB-82039 | Annual, Variable Frequency Drive | 2021-03-29 | Mechanical | Preventive Maintenance
HSEB | HSEB-82040 | Annual, Variable Frequency Drive | 2021-03-29 | Mechanical | Preventive Maintenance
HSEB | HSEB-82041 | Annual, Variable Frequency Drive | 2021-03-29 | Mechanical | Preventive Maintenance
HSEB | HSEB-82042 | Annual, Variable Frequency Drive | 2021-03-29 | Mechanical | Preventive Maintenance
HSEB | HSEB-82043 | Annual, Variable Frequency Drive | 2021-03-29 | Mechanical | Preventive Maintenance
HSEB | HSEB-81789 | Quarterly, RO Water System | 2021-03-29 | Plumbing | Preventive Maintenance
HSEB | HSEB-83773 | Quarterly, RO Water System | 2021-06-28 | Plumbing | Preventive Maintenance
HSEB | HSEB-79994 | Quarterly, RO Water System | 2020-12-28 | HVAC (Heating / Cooling) | Preventive Maintenance
HSEB | HSEB-78618 | Annual, RO Water System | 2020-10-28 | Plumbing | Preventive Maintenance
HSEB | HSEB-77829 | Quarterly, RO Water System | 2020-09-28 | Plumbing | Preventive Maintenance
HSEB | HSEB-77830 | Quarterly, RO Water System | 2020-09-28 | Plumbing | Preventive Maintenance
HSEB | HSEB-78619 | Annual, RO Water System | 2020-10-28 | Plumbing | Preventive Maintenance
HSEB | HSEB-79995 | Quarterly, RO Water System | 2020-12-28 | HVAC (Heating / Cooling) | Preventive Maintenance
HSEB | HSEB-83774 | Quarterly, RO Water System | 2021-06-28 | Plumbing | Preventive Maintenance
HSEB | HSEB-81790 | Quarterly, RO Water System | 2021-03-29 | Plumbing | Preventive Maintenance
HSEB | HSEB-81791 | Quarterly, RO Water System | 2021-03-29 | Plumbing | Preventive Maintenance
HSEB | HSEB-83775 | Quarterly, RO Water System | 2021-06-28 | Plumbing | Preventive Maintenance
HSEB | HSEB-79996 | Quarterly, RO Water System | 2020-12-28 | HVAC (Heating / Cooling) | Preventive Maintenance
HSEB | HSEB-78620 | Annual, RO Water System | 2020-10-28 | Plumbing | Preventive Maintenance
HSEB | HSEB-77831 | Quarterly, RO Water System | 2020-09-28 | Plumbing | Preventive Maintenance
HSEB | HSEB-77832 | Quarterly, RO Water System | 2020-09-28 | Plumbing | Preventive Maintenance
HSEB | HSEB-78621 | Annual, RO Water System | 2020-10-28 | Plumbing | Preventive Maintenance
HSEB | HSEB-79997 | Quarterly, RO Water System | 2020-12-28 | HVAC (Heating / Cooling) | Preventive Maintenance
HSEB | HSEB-83776 | Quarterly, RO Water System | 2021-06-28 | Plumbing | Preventive Maintenance
HSEB | HSEB-81792 | Quarterly, RO Water System | 2021-03-29 | Plumbing | Preventive Maintenance
HSEB | HSEB-81793 | Quarterly, RO Water System | 2021-03-29 | Plumbing | Preventive Maintenance
HSEB | HSEB-83777 | Quarterly, RO Water System | 2021-06-28 | Plumbing | Preventive Maintenance
HSEB | HSEB-79998 | Quarterly, RO Water System | 2020-12-28 | HVAC (Heating / Cooling) | Preventive Maintenance
HSEB | HSEB-78622 | Annual, RO Water System | 2020-10-28 | Plumbing | Preventive Maintenance
HSEB | HSEB-77833 | Quarterly, RO Water System | 2020-09-28 | Plumbing | Preventive Maintenance
HSEB | HSEB-77834 | Quarterly, RO Water System | 2020-09-28 | Plumbing | Preventive Maintenance
HSEB | HSEB-78623 | Annual, RO Water System | 2020-10-28 | Plumbing | Preventive Maintenance
HSEB | HSEB-79999 | Quarterly, RO Water System | 2020-12-28 | HVAC (Heating / Cooling) | Preventive Maintenance
HSEB | HSEB-83778 | Quarterly, RO Water System | 2021-06-28 | Plumbing | Preventive Maintenance
HSEB | HSEB-81794 | Quarterly, RO Water System | 2021-03-29 | Plumbing | Preventive Maintenance
HSEB | HSEB-81795 | Quarterly, RO Water System | 2021-03-29 | Plumbing | Preventive Maintenance
HSEB | HSEB-83779 | Quarterly, RO Water System | 2021-06-28 | Plumbing | Preventive Maintenance
HSEB | HSEB-80000 | Quarterly, RO Water System | 2020-12-28 | HVAC (Heating / Cooling) | Preventive Maintenance
HSEB | HSEB-78624 | Annual, RO Water System | 2020-10-28 | Plumbing | Preventive Maintenance
HSEB | HSEB-77835 | Quarterly, RO Water System | 2020-09-28 | Plumbing | Preventive Maintenance
HSEB | HSEB-77836 | Quarterly, RO Water System | 2020-09-28 | Plumbing | Preventive Maintenance
HSEB | HSEB-78625 | Annual, RO Water System | 2020-10-28 | Plumbing | Preventive Maintenance
HSEB | HSEB-80001 | Quarterly, RO Water System | 2020-12-28 | HVAC (Heating / Cooling) | Preventive Maintenance
HSEB | HSEB-83780 | Quarterly, RO Water System | 2021-06-28 | Plumbing | Preventive Maintenance
HSEB | HSEB-81796 | Quarterly, RO Water System | 2021-03-29 | Plumbing | Preventive Maintenance
Cancer Center | CC-81776 | Quarterly, Water Fountain | 2021-03-29 | Plumbing | Preventive Maintenance
Cancer Center | CC-83760 | Quarterly, Water Fountain | 2021-06-28 | Plumbing | Preventive Maintenance
Cancer Center | CC-79981 | Quarterly, Water Fountain | 2020-12-28 | Plumbing | Preventive Maintenance
Cancer Center | CC-77825 | Annual, Water Fountain | 2020-09-28 | Plumbing | Preventive Maintenance
Cancer Center | CC-77812 | Quarterly, Water Fountain | 2020-09-28 | Plumbing | Preventive Maintenance
Cancer Center | CC-77813 | Quarterly, Water Fountain | 2020-09-28 | Plumbing | Preventive Maintenance
Cancer Center | CC-77824 | Annual, Water Fountain | 2020-09-28 | Plumbing | Preventive Maintenance
Cancer Center | CC-79982 | Quarterly, Water Fountain | 2020-12-28 | Plumbing | Preventive Maintenance
Cancer Center | CC-83761 | Quarterly, Water Fountain | 2021-06-28 | Plumbing | Preventive Maintenance
Cancer Center | CC-81777 | Quarterly, Water Fountain | 2021-03-29 | Plumbing | Preventive Maintenance
Cancer Center | CC-81778 | Quarterly, Water Fountain | 2021-03-29 | Plumbing | Preventive Maintenance
Cancer Center | CC-83762 | Quarterly, Water Fountain | 2021-06-28 | Plumbing | Preventive Maintenance
Cancer Center | CC-79983 | Quarterly, Water Fountain | 2020-12-28 | Plumbing | Preventive Maintenance
Cancer Center | CC-77826 | Annual, Water Fountain | 2020-09-28 | Plumbing | Preventive Maintenance
Cancer Center | CC-77811 | Quarterly, Water Fountain | 2020-09-28 | Plumbing | Preventive Maintenance
Cancer Center | HSEB-77827 | Annual, Water Fountain | 2020-09-28 | Plumbing | Preventive Maintenance
Cancer Center | CC-77828 | Annual, Water Fountain | 2020-09-28 | Plumbing | Preventive Maintenance
Cancer Center | CC-77814 | Quarterly, Water Fountain | 2020-09-28 | Plumbing | Preventive Maintenance
Cancer Center | CC-79984 | Quarterly, Water Fountain | 2020-12-28 | Plumbing | Preventive Maintenance
Cancer Center | CC-83763 | Quarterly, Water Fountain | 2021-06-28 | Plumbing | Preventive Maintenance
Cancer Center | CC-81779 | Quarterly, Water Fountain | 2021-03-29 | Plumbing | Preventive Maintenance
Cancer Center | CC-80955 | Annual, Water Filter System | 2021-01-14 | Plumbing | Preventive Maintenance
Cancer Center | CC-84045 | Annual, Back Flow Preventer | 2021-07-01 | Plumbing | Preventive Maintenance
Cancer Center | CC-76288 | Annual, Back Flow Preventer | 2020-07-31 | Plumbing | Preventive Maintenance
HSEB | HSEB-77815 | Quarterly, Water Fountain | 2020-09-28 | HVAC (Heating / Cooling) | Preventive Maintenance
HSEB | HSEB-79985 | Quarterly, Water Fountain | 2020-12-28 | HVAC (Heating / Cooling) | Preventive Maintenance
HSEB | HSEB-79353 | Annual, Water Fountain | 2020-11-30 | Plumbing | Preventive Maintenance
HSEB | HSEB-83764 | Quarterly, Water Fountain | 2021-06-28 | Plumbing | Preventive Maintenance
HSEB | HSEB-81780 | Quarterly, Water Fountain | 2021-03-29 | Plumbing | Preventive Maintenance
HSEB | HSEB-81781 | Quarterly, Water Fountain | 2021-03-29 | Plumbing | Preventive Maintenance
HSEB | HSEB-83765 | Quarterly, Water Fountain | 2021-06-28 | Plumbing | Preventive Maintenance
HSEB | HSEB-79354 | Annual, Water Fountain | 2020-11-30 | Plumbing | Preventive Maintenance
HSEB | HSEB-79986 | Quarterly, Water Fountain | 2020-12-28 | HVAC (Heating / Cooling) | Preventive Maintenance
HSEB | HSEB-77816 | Quarterly, Water Fountain | 2020-09-28 | HVAC (Heating / Cooling) | Preventive Maintenance
Cancer Center | CC-77311 | Monthly, Pot Feeder | 2020-08-28 | Plumbing | Preventive Maintenance
Cancer Center | CC-79542 | Monthly, Pot Feeder | 2020-11-30 | Plumbing | Preventive Maintenance
Cancer Center | CC-83218 | Monthly, Pot Feeder | 2021-05-28 | Plumbing | Preventive Maintenance
Cancer Center | CC-81407 | Monthly, Pot Feeder | 2021-03-01 | Plumbing | Preventive Maintenance
ABC 1 | ABC1-81408 | Monthly, Pot Feeder | 2021-03-01 | Plumbing | Preventive Maintenance
ABC 1 | ABC1-83220 | Monthly, Pot Feeder | 2021-05-28 | Plumbing | Preventive Maintenance
ABC 1 | ABC1-79544 | Monthly, Pot Feeder | 2020-11-30 | Plumbing | Preventive Maintenance
ABC 1 | ABC1-77312 | Monthly, Pot Feeder | 2020-08-28 | Plumbing | Preventive Maintenance
ABC 1 | ABC1-77313 | Monthly, Pot Feeder | 2020-08-28 | Plumbing | Preventive Maintenance
ABC 1 | ABC1-79545 | Monthly, Pot Feeder | 2020-11-30 | Plumbing | Preventive Maintenance
ABC 1 | ABC1-83221 | Monthly, Pot Feeder | 2021-05-28 | Plumbing | Preventive Maintenance
ABC 1 | ABC1-81409 | Monthly, Pot Feeder | 2021-03-01 | Plumbing | Preventive Maintenance
Building 1 | BU1-81410 | Monthly, Pot Feeder | 2021-03-01 | Plumbing | Preventive Maintenance
Building 1 | BU1-83222 | Monthly, Pot Feeder | 2021-05-28 | Plumbing | Preventive Maintenance
Building 1 | BU1-79546 | Monthly, Pot Feeder | 2020-11-30 | Plumbing | Preventive Maintenance
Building 1 | BU1-77314 | Monthly, Pot Feeder | 2020-08-28 | Plumbing | Preventive Maintenance
HSEB | HSEB-77315 | Monthly, Pot Feeder | 2020-08-28 | Plumbing | Preventive Maintenance
HSEB | HSEB-79547 | Monthly, Pot Feeder | 2020-11-30 | Plumbing | Preventive Maintenance
HSEB | HSEB-83223 | Monthly, Pot Feeder | 2021-05-28 | Plumbing | Preventive Maintenance
HSEB | HSEB-81411 | Monthly, Pot Feeder | 2021-03-01 | Plumbing | Preventive Maintenance
HSEB | HSEB-81412 | Monthly, Pot Feeder | 2021-03-01 | Plumbing | Preventive Maintenance
HSEB | HSEB-83224 | Monthly, Pot Feeder | 2021-05-28 | Plumbing | Preventive Maintenance
HSEB | HSEB-79548 | Monthly, Pot Feeder | 2020-11-30 | Plumbing | Preventive Maintenance
HSEB | HSEB-77316 | Monthly, Pot Feeder | 2020-08-28 | Plumbing | Preventive Maintenance
Vivarium | Viva-77317 | Monthly, Pot Feeder | 2020-08-28 | Plumbing | Preventive Maintenance
Vivarium | Viva-79549 | Monthly, Pot Feeder | 2020-11-30 | Plumbing | Preventive Maintenance
Vivarium | Viva-83225 | Monthly, Pot Feeder | 2021-05-28 | Plumbing | Preventive Maintenance
Vivarium | Viva-81413 | Monthly, Pot Feeder | 2021-03-01 | Plumbing | Preventive Maintenance
ABC 1 | ABC1-80688 | Quarterly, Exhaust Fan | 2021-01-28 | HVAC (Heating / Cooling) | Preventive Maintenance
ABC 1 | ABC1-82517 | Quarterly, Exhaust Fan | 2021-04-28 | HVAC (Heating / Cooling) | Preventive Maintenance
ABC 1 | ABC1-78687 | Annual, Exhaust Fan | 2020-10-28 | HVAC (Heating / Cooling) | Preventive Maintenance
ABC 1 | ABC1-78702 | Quarterly, Exhaust Fan | 2020-10-28 | HVAC (Heating / Cooling) | Preventive Maintenance
ABC 1 | ABC1-76630 | Quarterly, Exhaust Fan | 2020-07-28 | HVAC (Heating / Cooling) | Preventive Maintenance
Biosciences Partnership Building | BSPB-76720 | Monthly, Emergency Eye Wash Station - BSPB | 2020-07-28 | Plumbing | Preventive Maintenance
Biosciences Partnership Building | BSPB-76325 | Annual, Fire Sprinkler Valve | 2020-07-01 | Plumbing | Preventive Maintenance
Biosciences Partnership Building | BSPB-76528 | Quarterly Fire Sprinkler Valve | 2020-07-01 | Fire Systems | Preventive Maintenance
Biosciences Partnership Building | BSPB-76539 | Fire Extinguisher | 2020-07-01 | Fire Systems | Preventive Maintenance
Biosciences Partnership Building | BSPB-77067 | Fire Extinguisher | 2020-08-03 | Fire Systems | Preventive Maintenance
Biosciences Partnership Building | BSPB-77343 | Monthly, Emergency Eye Wash Station - BSPB | 2020-08-28 | Plumbing | Preventive Maintenance
Biosciences Partnership Building | BSPB-77763 | Fire Extinguisher | 2020-09-01 | Fire Systems | Preventive Maintenance
Biosciences Partnership Building | BSPB-78222 | Monthly, Emergency Eye Wash Station - BSPB | 2020-09-28 | Plumbing | Preventive Maintenance
Biosciences Partnership Building | BSPB-78808 | Monthly, Emergency Eye Wash Station - BSPB | 2020-10-28 | Plumbing | Preventive Maintenance
Biosciences Partnership Building | BSPB-78578 | Fire Extinguisher | 2020-10-01 | Fire Systems | Preventive Maintenance
Biosciences Partnership Building | BSPB-78567 | Quarterly Fire Sprinkler Valve | 2020-10-01 | Fire Systems | Preventive Maintenance
Biosciences Partnership Building | BSPB-79305 | Semi Annual, Fire Protection Pre Action | 2020-11-02 | Fire Systems | Preventive Maintenance
Biosciences Partnership Building | BSPB-79302 | Fire Extinguisher | 2020-11-02 | Fire Systems | Preventive Maintenance
Biosciences Partnership Building | BSPB-79582 | Monthly, Emergency Eye Wash Station - BSPB | 2020-11-30 | Plumbing | Preventive Maintenance
Biosciences Partnership Building | BSPB-79950 | Fire Extinguisher | 2020-12-01 | Fire Systems | Preventive Maintenance
Biosciences Partnership Building | BSPB-82423 | Quarterly Fire Sprinkler Valve | 2021-04-01 | Fire Systems | Preventive Maintenance
Biosciences Partnership Building | BSPB-82434 | Fire Extinguisher | 2021-04-01 | Fire Systems | Preventive Maintenance
Biosciences Partnership Building | BSPB-82617 | Monthly, Emergency Eye Wash Station - BSPB | 2021-04-28 | Plumbing | Preventive Maintenance
Biosciences Partnership Building | BSPB-82989 | Semi Annual, Fire Protection Pre Action | 2021-05-03 | Fire Systems | Preventive Maintenance
Biosciences Partnership Building | BSPB-82986 | Fire Extinguisher | 2021-05-03 | Fire Systems | Preventive Maintenance
Biosciences Partnership Building | BSPB-83271 | Monthly, Emergency Eye Wash Station - BSPB | 2021-05-28 | Plumbing | Preventive Maintenance
Biosciences Partnership Building | BSPB-83712 | Fire Extinguisher | 2021-06-01 | Fire Systems | Preventive Maintenance
Biosciences Partnership Building | BSPB-83940 | Monthly, Emergency Eye Wash Station - BSPB | 2021-06-28 | Plumbing | Preventive Maintenance
Biosciences Partnership Building | BSPB-84085 | Annual, Fire Sprinkler Valve | 2021-07-01 | Plumbing | Preventive Maintenance
Biosciences Partnership Building | BSPB-84430 | Quarterly Fire Sprinkler Valve | 2021-07-01 | Fire Systems | Preventive Maintenance
Biosciences Partnership Building | BSPB-80630 | Annual Fire Extinguisher | 2021-01-01 | Fire Systems | Preventive Maintenance
Biosciences Partnership Building | BSPB-80616 | Quarterly Fire Sprinkler Valve | 2021-01-01 | Fire Systems | Preventive Maintenance
Biosciences Partnership Building | BSPB-80627 | Fire Extinguisher | 2021-01-01 | Fire Systems | Preventive Maintenance
Biosciences Partnership Building | BSPB-80257 | Monthly, Emergency Eye Wash Station - BSPB | 2020-12-28 | Plumbing | Preventive Maintenance
Biosciences Partnership Building | BSPB-80793 | Monthly, Emergency Eye Wash Station - BSPB | 2021-01-28 | Plumbing | Preventive Maintenance
Biosciences Partnership Building | BSPB-81166 | Fire Extinguisher | 2021-02-01 | Fire Systems | Preventive Maintenance
Biosciences Partnership Building | BSPB-81760 | Fire Extinguisher | 2021-03-01 | Fire Systems | Preventive Maintenance
Biosciences Partnership Building | BSPB-81451 | Monthly, Emergency Eye Wash Station - BSPB | 2021-03-01 | Plumbing | Preventive Maintenance
Biosciences Partnership Building | BSPB-82052 | Monthly, Emergency Eye Wash Station - BSPB | 2021-03-29 | Plumbing | Preventive Maintenance
Biosciences Partnership Building | BSPB-84441 | Fire Extinguisher | 2021-07-01 | Fire Systems | Preventive Maintenance
Cancer Center | CC-81155 | Quarterly, Spill Kit | 2021-02-01 | Preventive Maintenance | Preventive Maintenance
Cancer Center | CC-82963 | Quarterly, Spill Kit | 2021-05-03 | Preventive Maintenance | Preventive Maintenance
Cancer Center | CC-79279 | Quarterly, Spill Kit | 2020-11-02 | Preventive Maintenance | Preventive Maintenance
Cancer Center | CC-77057 | Quarterly, Spill Kit | 2020-08-03 | Preventive Maintenance | Preventive Maintenance
HSEB | HSEB-77058 | Quarterly, Spill Kit | 2020-08-03 | Preventive Maintenance | Preventive Maintenance
HSEB | HSEB-79280 | Quarterly, Spill Kit | 2020-11-02 | Preventive Maintenance | Preventive Maintenance
HSEB | HSEB-82964 | Quarterly, Spill Kit | 2021-05-03 | Preventive Maintenance | Preventive Maintenance
HSEB | HSEB-81156 | Quarterly, Spill Kit | 2021-02-01 | Preventive Maintenance | Preventive Maintenance
Building 1 | BU1-80316 | Monthly, Fire Protection System | 2021-01-01 | Fire Systems | Preventive Maintenance
Building 1 | BU1-84075 | Monthly, Fire Protection System | 2021-07-01 | Fire Systems | Preventive Maintenance
Building 1 | BU1-76312 | Monthly, Fire Protection System | 2020-07-01 | Fire Systems | Preventive Maintenance
ABC 1 | ABC1-77318 | Monthly, Pot Feeder | 2020-08-28 | Plumbing | Preventive Maintenance
ABC 1 | ABC1-79550 | Monthly, Pot Feeder | 2020-11-30 | Plumbing | Preventive Maintenance
ABC 1 | ABC1-83226 | Monthly, Pot Feeder | 2021-05-28 | Plumbing | Preventive Maintenance
ABC 1 | ABC1-81414 | Monthly, Pot Feeder | 2021-03-01 | Plumbing | Preventive Maintenance
HSEB | HSEB-81932 | Quarterly, Fan Coil Unit | 2021-03-29 | HVAC (Heating / Cooling) | Preventive Maintenance
HSEB | HSEB-83888 | Quarterly, Fan Coil Unit | 2021-06-28 | HVAC (Heating / Cooling) | Preventive Maintenance
HSEB | HSEB-80194 | Quarterly, Fan Coil Unit | 2020-12-28 | HVAC (Heating / Cooling) | Preventive Maintenance
HSEB | HSEB-77962 | Quarterly, Fan Coil Unit | 2020-09-28 | HVAC (Heating / Cooling) | Preventive Maintenance
HSEB | HSEB-82001 | Annual, Variable Frequency Drive | 2021-03-29 | Mechanical | Preventive Maintenance
HSEB | HSEB-82044 | Annual, Variable Frequency Drive | 2021-03-29 | Mechanical | Preventive Maintenance
HSEB | HSEB-82045 | Annual, Variable Frequency Drive | 2021-03-29 | Mechanical | Preventive Maintenance
HSEB | HSEB-82046 | Annual, Variable Frequency Drive | 2021-03-29 | Mechanical | Preventive Maintenance
HSEB | HSEB-82047 | Annual, Variable Frequency Drive | 2021-03-29 | Mechanical | Preventive Maintenance
HSEB | HSEB-82048 | Annual, Variable Frequency Drive | 2021-03-29 | Mechanical | Preventive Maintenance
ABC 1 | ABC1-82342 | Annual, Variable Frequency Drive | 2021-04-19 | Mechanical | Preventive Maintenance
ABC 1 | ABC1-82546 | Quarterly, Expansion Tank | 2021-04-28 | Mechanical | Preventive Maintenance
ABC 1 | ABC1-80729 | Quarterly, Expansion Tank | 2021-01-28 | Mechanical | Preventive Maintenance
ABC 1 | ABC1-76664 | Quarterly, Expansion Tank | 2020-07-28 | Mechanical | Preventive Maintenance
ABC 1 | ABC1-78748 | Quarterly, Expansion Tank | 2020-10-28 | Mechanical | Preventive Maintenance
HSEB | HSEB-80209 | Quarterly, Expansion Tank | 2020-12-28 | HVAC (Heating / Cooling) | Preventive Maintenance
HSEB | HSEB-77974 | Quarterly, Expansion Tank | 2020-09-28 | Mechanical | Preventive Maintenance
HSEB | HSEB-81938 | Quarterly, Expansion Tank | 2021-03-29 | Mechanical | Preventive Maintenance
HSEB | HSEB-83903 | Quarterly, Expansion Tank | 2021-06-28 | Mechanical | Preventive Maintenance
HSEB | HSEB-78837 | Annual, Sewage Ejector Pump | 2020-11-02 | Mechanical | Preventive Maintenance
HSEB | HSEB-78365 | Annual, Water Fountain | 2020-10-12 | Plumbing | Preventive Maintenance
HSEB | HSEB-79987 | Quarterly, Water Fountain | 2020-12-28 | HVAC (Heating / Cooling) | Preventive Maintenance
HSEB | HSEB-77817 | Quarterly, Water Fountain | 2020-09-28 | Plumbing | Preventive Maintenance
HSEB | HSEB-83766 | Quarterly, Water Fountain | 2021-06-28 | Plumbing | Preventive Maintenance
HSEB | HSEB-81782 | Quarterly, Water Fountain | 2021-03-29 | Plumbing | Preventive Maintenance
HSEB | HSEB-81783 | Quarterly, Water Fountain | 2021-03-29 | Plumbing | Preventive Maintenance
HSEB | HSEB-83767 | Quarterly, Water Fountain | 2021-06-28 | Plumbing | Preventive Maintenance
HSEB | HSEB-77818 | Quarterly, Water Fountain | 2020-09-28 | Plumbing | Preventive Maintenance
HSEB | HSEB-79988 | Quarterly, Water Fountain | 2020-12-28 | HVAC (Heating / Cooling) | Preventive Maintenance
HSEB | HSEB-78366 | Annual, Water Fountain | 2020-10-12 | Plumbing | Preventive Maintenance
Vivarium | Viva-79362 | Quarterly, Air/Dirt Seperator | 2020-11-30 | HVAC (Heating / Cooling) | Preventive Maintenance
Vivarium | Viva-77131 | Quarterly, Air/Dirt Seperator | 2020-08-28 | HVAC (Heating / Cooling) | Preventive Maintenance
Vivarium | Viva-83041 | Quarterly, Air/Dirt Seperator | 2021-05-28 | HVAC (Heating / Cooling) | Preventive Maintenance
Vivarium | Viva-81189 | Quarterly, Air/Dirt Seperator | 2021-03-01 | HVAC (Heating / Cooling) | Preventive Maintenance
Vivarium | Viva-81191 | Quarterly, Air/Dirt Seperator | 2021-03-01 | HVAC (Heating / Cooling) | Preventive Maintenance
Vivarium | Viva-83042 | Quarterly, Air/Dirt Seperator | 2021-05-28 | HVAC (Heating / Cooling) | Preventive Maintenance
Vivarium | Viva-77132 | Quarterly, Air/Dirt Seperator | 2020-08-28 | HVAC (Heating / Cooling) | Preventive Maintenance
Vivarium | Viva-79363 | Quarterly, Air/Dirt Seperator | 2020-11-30 | HVAC (Heating / Cooling) | Preventive Maintenance
Vivarium | Viva-79364 | Quarterly, Air/Dirt Seperator | 2020-11-30 | HVAC (Heating / Cooling) | Preventive Maintenance
Vivarium | Viva-77133 | Quarterly, Air/Dirt Seperator | 2020-08-28 | HVAC (Heating / Cooling) | Preventive Maintenance
Vivarium | Viva-83043 | Quarterly, Air/Dirt Seperator | 2021-05-28 | HVAC (Heating / Cooling) | Preventive Maintenance
Vivarium | Viva-81192 | Quarterly, Air/Dirt Seperator | 2021-03-01 | HVAC (Heating / Cooling) | Preventive Maintenance
Vivarium | Viva-81427 | Quarterly, Heating Hot Water Loop Pump | 2021-03-01 | Mechanical | Preventive Maintenance
Vivarium | Viva-83242 | Quarterly, Heating Hot Water Loop Pump | 2021-05-28 | Mechanical | Preventive Maintenance
Vivarium | Viva-77330 | Quarterly, Heating Hot Water Loop Pump | 2020-08-28 | Mechanical | Preventive Maintenance
Vivarium | Viva-79566 | Quarterly, Heating Hot Water Loop Pump | 2020-11-30 | Mechanical | Preventive Maintenance
Vivarium | Viva-79574 | Quarterly, Heating Hot Water Loop Pump | 2020-11-30 | Mechanical | Preventive Maintenance
Vivarium | Viva-77338 | Quarterly, Heating Hot Water Loop Pump | 2020-08-28 | Mechanical | Preventive Maintenance
Vivarium | Viva-83250 | Quarterly, Heating Hot Water Loop Pump | 2021-05-28 | Mechanical | Preventive Maintenance
Vivarium | Viva-81435 | Quarterly, Heating Hot Water Loop Pump | 2021-03-01 | Mechanical | Preventive Maintenance
HSEB | HSEB-80317 | Monthly, Fire Protection System | 2021-01-01 | Fire Systems | Preventive Maintenance
HSEB | HSEB-84076 | Monthly, Fire Protection System | 2021-07-01 | Fire Systems | Preventive Maintenance
HSEB | HSEB-76316 | Monthly, Fire Protection System | 2020-07-01 | Fire Systems | Preventive Maintenance
HSEB | HSEB-77819 | Quarterly, Water Fountain | 2020-09-28 | Plumbing | Preventive Maintenance
HSEB | HSEB-79989 | Quarterly, Water Fountain | 2020-12-28 | HVAC (Heating / Cooling) | Preventive Maintenance
HSEB | HSEB-78395 | Annual, Water Fountain | 2020-10-12 | Plumbing | Preventive Maintenance
HSEB | HSEB-83768 | Quarterly, Water Fountain | 2021-06-28 | Plumbing | Preventive Maintenance
HSEB | HSEB-81784 | Quarterly, Water Fountain | 2021-03-29 | Plumbing | Preventive Maintenance
HSEB | HSEB-81785 | Quarterly, Water Fountain | 2021-03-29 | Plumbing | Preventive Maintenance
HSEB | HSEB-83769 | Quarterly, Water Fountain | 2021-06-28 | Plumbing | Preventive Maintenance
HSEB | HSEB-78396 | Annual, Water Fountain | 2020-10-12 | Plumbing | Preventive Maintenance
HSEB | HSEB-79990 | Quarterly, Water Fountain | 2020-12-28 | HVAC (Heating / Cooling) | Preventive Maintenance
HSEB | HSEB-77820 | Quarterly, Water Fountain | 2020-09-28 | Plumbing | Preventive Maintenance
HSEB | HSEB-77821 | Quarterly, Water Fountain | 2020-09-28 | Plumbing | Preventive Maintenance
HSEB | HSEB-79991 | Quarterly, Water Fountain | 2020-12-28 | HVAC (Heating / Cooling) | Preventive Maintenance
HSEB | HSEB-78397 | Annual, Water Fountain | 2020-10-12 | Plumbing | Preventive Maintenance
HSEB | HSEB-83770 | Quarterly, Water Fountain | 2021-06-28 | Plumbing | Preventive Maintenance
HSEB | HSEB-81786 | Quarterly, Water Fountain | 2021-03-29 | Plumbing | Preventive Maintenance
HSEB | HSEB-81787 | Quarterly, Water Fountain | 2021-03-29 | Plumbing | Preventive Maintenance
HSEB | HSEB-83771 | Quarterly, Water Fountain | 2021-06-28 | Plumbing | Preventive Maintenance
HSEB | HSEB-78398 | Annual, Water Fountain | 2020-10-12 | Plumbing | Preventive Maintenance
HSEB | HSEB-79992 | Quarterly, Water Fountain | 2020-12-28 | HVAC (Heating / Cooling) | Preventive Maintenance
HSEB | HSEB-77822 | Quarterly, Water Fountain | 2020-09-28 | Plumbing | Preventive Maintenance
HSEB | HSEB-77823 | Quarterly, Water Fountain | 2020-09-28 | Plumbing | Preventive Maintenance
HSEB | HSEB-79993 | Quarterly, Water Fountain | 2020-12-28 | HVAC (Heating / Cooling) | Preventive Maintenance
HSEB | HSEB-78399 | Annual, Water Fountain | 2020-10-12 | Plumbing | Preventive Maintenance
HSEB | HSEB-83772 | Quarterly, Water Fountain | 2021-06-28 | Plumbing | Preventive Maintenance
HSEB | HSEB-81788 | Quarterly, Water Fountain | 2021-03-29 | Plumbing | Preventive Maintenance
Building 1 | BU1-78408 | Annual, Lighting Control Panel | 2020-10-12 | Electrical | Preventive Maintenance
Building 3 | BU3-78409 | Annual, Lighting Control Panel | 2020-10-12 | Electrical | Preventive Maintenance
Building 1 | BU1-79407 | Quarterly, Exhaust Fan | 2020-11-30 | HVAC (Heating / Cooling) | Preventive Maintenance
Building 1 | BU1-77171 | Quarterly, Exhaust Fan | 2020-08-28 | HVAC (Heating / Cooling) | Preventive Maintenance
Building 1 | BU1-81246 | Quarterly, Exhaust Fan | 2021-03-01 | HVAC (Heating / Cooling) | Preventive Maintenance
Building 1 | BU1-81021 | Annual, Exhaust Fan | 2021-02-15 | HVAC (Heating / Cooling) | Preventive Maintenance
Building 1 | BU1-83086 | Quarterly, Exhaust Fan | 2021-05-28 | HVAC (Heating / Cooling) | Preventive Maintenance
HSEB | HSEB-83813 | Quarterly, Exhaust Fan | 2021-06-28 | HVAC (Heating / Cooling) | Preventive Maintenance
HSEB | HSEB-81851 | Quarterly, Exhaust Fan | 2021-03-29 | HVAC (Heating / Cooling) | Preventive Maintenance
HSEB | HSEB-77887 | Quarterly, Exhaust Fan | 2020-09-28 | HVAC (Heating / Cooling) | Preventive Maintenance
HSEB | HSEB-80071 | Quarterly, Exhaust Fan | 2020-12-28 | HVAC (Heating / Cooling) | Preventive Maintenance
HSEB | HSEB-78424 | Annual, Exhaust Fan | 2020-10-14 | HVAC (Heating / Cooling) | Preventive Maintenance
HSEB | HSEB-80195 | Quarterly, Fan Coil Unit | 2020-12-28 | HVAC (Heating / Cooling) | Preventive Maintenance
HSEB | HSEB-77963 | Quarterly, Fan Coil Unit | 2020-09-28 | HVAC (Heating / Cooling) | Preventive Maintenance
HSEB | HSEB-81933 | Quarterly, Fan Coil Unit | 2021-03-29 | HVAC (Heating / Cooling) | Preventive Maintenance
HSEB | HSEB-83889 | Quarterly, Fan Coil Unit | 2021-06-28 | HVAC (Heating / Cooling) | Preventive Maintenance
HSEB | HSEB-84046 | Annual, Back Flow Preventer | 2021-07-01 | Plumbing | Preventive Maintenance
HSEB | HSEB-76289 | Annual, Back Flow Preventer | 2020-07-31 | Plumbing | Preventive Maintenance
HSEB | HSEB-76290 | Annual, Back Flow Preventer | 2020-07-31 | Plumbing | Preventive Maintenance
HSEB | HSEB-84047 | Annual, Back Flow Preventer | 2021-07-01 | Plumbing | Preventive Maintenance
HSEB | HSEB-79741 | Annual, Thermostatic Mixing Valve | 2020-12-08 | Plumbing | Preventive Maintenance
Building 4 | BU4-78839 | Annual, Lighting Control Panel | 2020-11-02 | Electrical | Preventive Maintenance
Building 4 | BU4-76317 | Monthly, Fire Protection System | 2020-07-01 | Fire Systems | Preventive Maintenance
Building 4 | BU4-84077 | Monthly, Fire Protection System | 2021-07-01 | Fire Systems | Preventive Maintenance
Building 4 | BU4-80318 | Monthly, Fire Protection System | 2021-01-01 | Fire Systems | Preventive Maintenance
Cancer Center | CC-84048 | Annual, Back Flow Preventer | 2021-07-01 | Plumbing | Preventive Maintenance
Cancer Center | CC-76230 | Annual, Back Flow Preventer | 2020-07-31 | Plumbing | Preventive Maintenance
Cancer Center | CC-76291 | Annual, Back Flow Preventer | 2020-07-31 | Plumbing | Preventive Maintenance
Cancer Center | CC-84049 | Annual, Back Flow Preventer | 2021-07-01 | Plumbing | Preventive Maintenance
Cancer Center | CC-83254 | Annual, Variable Frequency Drive | 2021-05-28 | Mechanical | Preventive Maintenance
Cancer Center | CC-83267 | Annual, Variable Frequency Drive | 2021-05-28 | Mechanical | Preventive Maintenance
Cancer Center | CC-83268 | Annual, Variable Frequency Drive | 2021-05-28 | Mechanical | Preventive Maintenance
Cancer Center | CC-83269 | Annual, Variable Frequency Drive | 2021-05-28 | Mechanical | Preventive Maintenance
Cancer Center | CC-83783 | Quarterly, Air/Dirt Seperator | 2021-06-28 | HVAC (Heating / Cooling) | Preventive Maintenance
Cancer Center | CC-81810 | Quarterly, Air/Dirt Seperator | 2021-03-29 | HVAC (Heating / Cooling) | Preventive Maintenance
Cancer Center | CC-77857 | Quarterly, Air/Dirt Seperator | 2020-09-28 | HVAC (Heating / Cooling) | Preventive Maintenance
Cancer Center | CC-80038 | Quarterly, Air/Dirt Seperator | 2020-12-28 | HVAC (Heating / Cooling) | Preventive Maintenance
ABC 1 | ABC1-80003 | Monthly, Administration | 2020-12-31 | Administrative | Preventive Maintenance
ABC 1 | ABC1-80008 | Monthly, Safety | 2020-12-31 | Safety | Preventive Maintenance
ABC 1 | ABC1-79319 | Monthly, Administration | 2020-11-30 | HVAC (Heating / Cooling) | Preventive Maintenance
ABC 1 | ABC1-79326 | Monthly, Safety | 2020-11-30 | HVAC (Heating / Cooling) | Preventive Maintenance
ABC 1 | ABC1-78626 | Monthly, Administration | 2020-11-02 | Administrative | Preventive Maintenance
ABC 1 | ABC1-78633 | Monthly, Safety | 2020-11-02 | Safety | Preventive Maintenance
ABC 1 | ABC1-77774 | Monthly, Administration | 2020-09-30 | Administrative | Preventive Maintenance
ABC 1 | ABC1-77780 | Monthly, Safety | 2020-09-30 | Safety | Preventive Maintenance
ABC 1 | ABC1-75986 | Monthly, Administration | 2020-06-30 | Administrative | Preventive Maintenance
ABC 1 | ABC1-75992 | Monthly, Safety | 2020-06-30 | Safety | Preventive Maintenance
ABC 1 | ABC1-76582 | Monthly, Administration | 2020-07-31 | Administrative | Preventive Maintenance
ABC 1 | ABC1-76587 | Monthly, Safety | 2020-07-31 | Safety | Preventive Maintenance
ABC 1 | ABC1-77106 | Monthly, Administration | 2020-08-31 | Administrative | Preventive Maintenance
ABC 1 | ABC1-77112 | Monthly, Safety | 2020-08-31 | Safety | Preventive Maintenance
ABC 1 | ABC1-81804 | Monthly, Safety | 2021-03-31 | Safety | Preventive Maintenance
ABC 1 | ABC1-81798 | Monthly, Administration | 2021-03-31 | Administrative | Preventive Maintenance
ABC 1 | ABC1-80643 | Monthly, Administration | 2021-02-01 | Administrative | Preventive Maintenance
ABC 1 | ABC1-80648 | Monthly, Safety | 2021-02-01 | Administrative | Preventive Maintenance
ABC 1 | ABC1-81140 | Monthly, Safety | 2021-03-01 | Administrative | Preventive Maintenance
ABC 1 | ABC1-81134 | Monthly, Administration | 2021-03-01 | Administrative | Preventive Maintenance
ABC 1 | ABC1-83722 | Monthly, Administration | 2021-06-30 | Administrative | Preventive Maintenance
ABC 1 | ABC1-83728 | Monthly, Safety | 2021-06-30 | Administrative | Preventive Maintenance
ABC 1 | ABC1-83025 | Monthly, Safety | 2021-05-31 | Administrative | Preventive Maintenance
ABC 1 | ABC1-83020 | Monthly, Administration | 2021-05-31 | Administrative | Preventive Maintenance
ABC 1 | ABC1-82451 | Monthly, Administration | 2021-04-30 | Administrative | Preventive Maintenance
ABC 1 | ABC1-82458 | Monthly, Safety | 2021-04-30 | Administrative | Preventive Maintenance
ABC 1 | ABC1-82459 | Monthly, Safety | 2021-04-30 | Safety | Preventive Maintenance
ABC 1 | ABC1-82452 | Monthly, Administration | 2021-04-30 | Administrative | Preventive Maintenance
ABC 1 | ABC1-83021 | Monthly, Administration | 2021-05-31 | Administrative | Preventive Maintenance
ABC 1 | ABC1-83026 | Monthly, Safety | 2021-05-31 | Safety | Preventive Maintenance
ABC 1 | ABC1-83729 | Monthly, Safety | 2021-06-30 | Safety | Preventive Maintenance
ABC 1 | ABC1-83721 | Monthly, Administration | 2021-06-30 | Administrative | Preventive Maintenance
ABC 1 | ABC1-81135 | Monthly, Administration | 2021-03-01 | Administrative | Preventive Maintenance
ABC 1 | ABC1-81141 | Monthly, Safety | 2021-03-01 | Safety | Preventive Maintenance
ABC 1 | ABC1-80649 | Monthly, Safety | 2021-02-01 | Safety | Preventive Maintenance
ABC 1 | ABC1-80644 | Monthly, Administration | 2021-02-01 | Administrative | Preventive Maintenance
ABC 1 | ABC1-81805 | Monthly, Safety | 2021-03-31 | Safety | Preventive Maintenance
ABC 1 | ABC1-81797 | Monthly, Administration | 2021-03-31 | Administrative | Preventive Maintenance
ABC 1 | ABC1-77113 | Monthly, Safety | 2020-08-31 | Safety | Preventive Maintenance
ABC 1 | ABC1-77107 | Monthly, Administration | 2020-08-31 | Administrative | Preventive Maintenance
ABC 1 | ABC1-76588 | Monthly, Safety | 2020-07-31 | Safety | Preventive Maintenance
ABC 1 | ABC1-76583 | Monthly, Administration | 2020-07-31 | Administrative | Preventive Maintenance
ABC 1 | ABC1-75993 | Monthly, Safety | 2020-06-30 | Safety | Preventive Maintenance
ABC 1 | ABC1-75985 | Monthly, Administration | 2020-06-30 | Administrative | Preventive Maintenance
ABC 1 | ABC1-77781 | Monthly, Safety | 2020-09-30 | Safety | Preventive Maintenance
ABC 1 | ABC1-77773 | Monthly, Administration | 2020-09-30 | Administrative | Preventive Maintenance
ABC 1 | ABC1-78634 | Monthly, Safety | 2020-11-02 | Safety | Preventive Maintenance
ABC 1 | ABC1-78627 | Monthly, Administration | 2020-11-02 | Administrative | Preventive Maintenance
ABC 1 | ABC1-79327 | Monthly, Safety | 2020-11-30 | Safety | Preventive Maintenance
ABC 1 | ABC1-79320 | Monthly, Administration | 2020-11-30 | Administrative | Preventive Maintenance
ABC 1 | ABC1-80009 | Monthly, Safety | 2020-12-31 | Safety | Preventive Maintenance
ABC 1 | ABC1-80004 | Monthly, Administration | 2020-12-31 | Administrative | Preventive Maintenance
ABC 1 | ABC1-80005 | Monthly, Administration | 2020-12-31 | Administrative | Preventive Maintenance
ABC 1 | ABC1-80010 | Monthly, Safety | 2020-12-31 | Safety | Preventive Maintenance
ABC 1 | ABC1-79321 | Monthly, Administration | 2020-11-30 | Administrative | Preventive Maintenance
ABC 1 | ABC1-79328 | Monthly, Safety | 2020-11-30 | Safety | Preventive Maintenance
ABC 1 | ABC1-78635 | Monthly, Safety | 2020-11-02 | Safety | Preventive Maintenance
ABC 1 | ABC1-75994 | Monthly, Safety | 2020-06-30 | Safety | Preventive Maintenance
ABC 1 | ABC1-75987 | Monthly, Administration | 2020-06-30 | Administrative | Preventive Maintenance
ABC 1 | ABC1-76584 | Monthly, Administration | 2020-07-31 | Administrative | Preventive Maintenance
ABC 1 | ABC1-76589 | Monthly, Safety | 2020-07-31 | Safety | Preventive Maintenance
ABC 1 | ABC1-77108 | Monthly, Administration | 2020-08-31 | Administrative | Preventive Maintenance
ABC 1 | ABC1-77114 | Monthly, Safety | 2020-08-31 | Safety | Preventive Maintenance
ABC 1 | ABC1-81806 | Monthly, Safety | 2021-03-31 | Safety | Preventive Maintenance
ABC 1 | ABC1-81799 | Monthly, Administration | 2021-03-31 | Administrative | Preventive Maintenance
ABC 1 | ABC1-80645 | Monthly, Administration | 2021-02-01 | Administrative | Preventive Maintenance
ABC 1 | ABC1-80650 | Monthly, Safety | 2021-02-01 | Safety | Preventive Maintenance
ABC 1 | ABC1-81142 | Monthly, Safety | 2021-03-01 | Administrative | Preventive Maintenance
ABC 1 | ABC1-81136 | Monthly, Administration | 2021-03-01 | Administrative | Preventive Maintenance
ABC 1 | ABC1-83730 | Monthly, Safety | 2021-06-30 | Administrative | Preventive Maintenance
ABC 1 | ABC1-83723 | Monthly, Administration | 2021-06-30 | Administrative | Preventive Maintenance
ABC 1 | ABC1-83027 | Monthly, Safety | 2021-05-31 | Administrative | Preventive Maintenance
ABC 1 | ABC1-83022 | Monthly, Administration | 2021-05-31 | Administrative | Preventive Maintenance
ABC 1 | ABC1-82453 | Monthly, Administration | 2021-04-30 | Administrative | Preventive Maintenance
ABC 1 | ABC1-82460 | Monthly, Safety | 2021-04-30 | Administrative | Preventive Maintenance
ABC 1 | ABC1-82454 | Monthly, Administration | 2021-04-30 | Administrative | Preventive Maintenance
ABC 1 | ABC1-82457 | Monthly, Safety | 2021-04-30 | Safety | Preventive Maintenance
ABC 1 | ABC1-83019 | Monthly, Administration | 2021-05-31 | Administrative | Preventive Maintenance
ABC 1 | ABC1-83028 | Monthly, Safety | 2021-05-31 | Safety | Preventive Maintenance
ABC 1 | ABC1-83724 | Monthly, Administration | 2021-06-30 | Administrative | Preventive Maintenance
ABC 1 | ABC1-83727 | Monthly, Safety | 2021-06-30 | Safety | Preventive Maintenance
ABC 1 | ABC1-81137 | Monthly, Administration | 2021-03-01 | Administrative | Preventive Maintenance
ABC 1 | ABC1-81139 | Monthly, Safety | 2021-03-01 | Safety | Preventive Maintenance
ABC 1 | ABC1-80651 | Monthly, Safety | 2021-02-01 | Safety | Preventive Maintenance
ABC 1 | ABC1-80642 | Monthly, Administration | 2021-02-01 | Administrative | Preventive Maintenance
ABC 1 | ABC1-81800 | Monthly, Administration | 2021-03-31 | Administrative | Preventive Maintenance
ABC 1 | ABC1-81807 | Monthly, Safety | 2021-03-31 | Safety | Preventive Maintenance
ABC 1 | ABC1-77115 | Monthly, Safety | 2020-08-31 | Safety | Preventive Maintenance
ABC 1 | ABC1-77109 | Monthly, Administration | 2020-08-31 | Administrative | Preventive Maintenance
ABC 1 | ABC1-76590 | Monthly, Safety | 2020-07-31 | Safety | Preventive Maintenance
ABC 1 | ABC1-76585 | Monthly, Administration | 2020-07-31 | Administrative | Preventive Maintenance
ABC 1 | ABC1-75988 | Monthly, Administration | 2020-06-30 | Administrative | Preventive Maintenance
ABC 1 | ABC1-75995 | Monthly, Safety | 2020-06-30 | Safety | Preventive Maintenance
ABC 1 | ABC1-77776 | Monthly, Administration | 2020-09-30 | Administrative | Preventive Maintenance
ABC 1 | ABC1-77779 | Monthly, Safety | 2020-09-30 | Safety | Preventive Maintenance
ABC 1 | ABC1-78636 | Monthly, Safety | 2020-11-02 | Safety | Preventive Maintenance
ABC 1 | ABC1-78629 | Monthly, Administration | 2020-11-02 | Administrative | Preventive Maintenance
ABC 1 | ABC1-79329 | Monthly, Safety | 2020-11-30 | Safety | Preventive Maintenance
ABC 1 | ABC1-79322 | Monthly, Administration | 2020-11-30 | Administrative | Preventive Maintenance
ABC 1 | ABC1-80011 | Monthly, Safety | 2020-12-31 | Safety | Preventive Maintenance
ABC 1 | ABC1-80002 | Monthly, Administration | 2020-12-31 | Administrative | Preventive Maintenance
ABC 1 | ABC1-80012 | Monthly, Safety | 2020-12-31 | Safety | Preventive Maintenance
ABC 1 | ABC1-80006 | Monthly, Administration | 2020-12-31 | Administrative | Preventive Maintenance
ABC 1 | ABC1-79325 | Monthly, Safety | 2020-11-30 | Safety | Preventive Maintenance
ABC 1 | ABC1-79323 | Monthly, Administration | 2020-11-30 | Administrative | Preventive Maintenance
ABC 1 | ABC1-78630 | Monthly, Administration | 2020-11-02 | Administrative | Preventive Maintenance
ABC 1 | ABC1-78637 | Monthly, Safety | 2020-11-02 | Safety | Preventive Maintenance
ABC 1 | ABC1-77777 | Monthly, Administration | 2020-09-30 | Administrative | Preventive Maintenance
ABC 1 | ABC1-77783 | Monthly, Safety | 2020-09-30 | Safety | Preventive Maintenance
ABC 1 | ABC1-75996 | Monthly, Safety | 2020-06-30 | Safety | Preventive Maintenance
ABC 1 | ABC1-75989 | Monthly, Administration | 2020-06-30 | Administrative | Preventive Maintenance
ABC 1 | ABC1-76591 | Monthly, Safety | 2020-07-31 | Safety | Preventive Maintenance
ABC 1 | ABC1-77110 | Monthly, Administration | 2020-08-31 | Administrative | Preventive Maintenance
ABC 1 | ABC1-77111 | Monthly, Safety | 2020-08-31 | Safety | Preventive Maintenance
ABC 1 | ABC1-81801 | Monthly, Administration | 2021-03-31 | Administrative | Preventive Maintenance
ABC 1 | ABC1-81803 | Monthly, Safety | 2021-03-31 | Safety | Preventive Maintenance
ABC 1 | ABC1-80652 | Monthly, Safety | 2021-02-01 | Safety | Preventive Maintenance
ABC 1 | ABC1-80646 | Monthly, Administration | 2021-02-01 | Administrative | Preventive Maintenance
ABC 1 | ABC1-81138 | Monthly, Administration | 2021-03-01 | Administrative | Preventive Maintenance
ABC 1 | ABC1-81143 | Monthly, Safety | 2021-03-01 | Safety | Preventive Maintenance
ABC 1 | ABC1-83725 | Monthly, Administration | 2021-06-30 | Administrative | Preventive Maintenance
ABC 1 | ABC1-83731 | Monthly, Safety | 2021-06-30 | Safety | Preventive Maintenance
ABC 1 | ABC1-83029 | Monthly, Safety | 2021-05-31 | Safety | Preventive Maintenance
ABC 1 | ABC1-83023 | Monthly, Administration | 2021-05-31 | Administrative | Preventive Maintenance
ABC 1 | ABC1-82455 | Monthly, Administration | 2021-04-30 | Administrative | Preventive Maintenance
ABC 1 | ABC1-82461 | Monthly, Safety | 2021-04-30 | Safety | Preventive Maintenance
Cancer Center | CC-82220 | Monthly, Humidifier | 2021-03-15 | HVAC (Heating / Cooling) | Preventive Maintenance
Cancer Center | CC-82742 | Monthly, Humidifier | 2021-04-15 | HVAC (Heating / Cooling) | Preventive Maintenance
Cancer Center | CC-83442 | Monthly, Humidifier | 2021-05-17 | HVAC (Heating / Cooling) | Preventive Maintenance
Cancer Center | CC-84192 | Monthly, Humidifier | 2021-06-15 | HVAC (Heating / Cooling) | Preventive Maintenance
Cancer Center | CC-80961 | Monthly, Humidifier | 2021-01-15 | HVAC (Heating / Cooling) | Preventive Maintenance
Cancer Center | CC-80435 | Monthly, Humidifier | 2020-12-15 | HVAC (Heating / Cooling) | Preventive Maintenance
Cancer Center | CC-81575 | Monthly, Humidifier | 2021-02-15 | HVAC (Heating / Cooling) | Preventive Maintenance
Cancer Center | CC-76834 | Monthly, Humidifier | 2020-07-15 | HVAC (Heating / Cooling) | Preventive Maintenance
Cancer Center | CC-77489 | Monthly, Humidifier | 2020-08-17 | HVAC (Heating / Cooling) | Preventive Maintenance
Cancer Center | CC-78367 | Monthly, Humidifier | 2020-09-15 | HVAC (Heating / Cooling) | Preventive Maintenance
Cancer Center | CC-79020 | Monthly, Humidifier | 2020-10-15 | HVAC (Heating / Cooling) | Preventive Maintenance
Cancer Center | CC-79747 | Monthly, Humidifier | 2020-11-16 | HVAC (Heating / Cooling) | Preventive Maintenance
Cancer Center | CC-79347 | Quarterly, Humidifier | 2020-11-30 | HVAC (Heating / Cooling) | Preventive Maintenance
Cancer Center | CC-77098 | Quarterly, Humidifier | 2020-08-28 | HVAC (Heating / Cooling) | Preventive Maintenance
Cancer Center | CC-81181 | Quarterly, Humidifier | 2021-03-01 | HVAC (Heating / Cooling) | Preventive Maintenance
Cancer Center | CC-83012 | Quarterly, Humidifier | 2021-05-28 | HVAC (Heating / Cooling) | Preventive Maintenance
Biosciences Partnership Building | BSPB-83171 | Quarterly, Circulating Pump | 2021-05-28 | Mechanical | Preventive Maintenance
Biosciences Partnership Building | BSPB-81337 | Quarterly, Circulating Pump | 2021-03-01 | Mechanical | Preventive Maintenance
Biosciences Partnership Building | BSPB-77266 | Quarterly, Circulating Pump | 2020-08-28 | Mechanical | Preventive Maintenance
Biosciences Partnership Building | BSPB-79492 | Quarterly, Circulating Pump | 2020-11-30 | Mechanical | Preventive Maintenance
Biosciences Partnership Building | BSPB-79448 | Quarterly, Fan Coil Unit | 2020-11-30 | HVAC (Heating / Cooling) | Preventive Maintenance
Biosciences Partnership Building | BSPB-79074 | Annual, Fan Coil Unit | 2020-11-12 | HVAC (Heating / Cooling) | Preventive Maintenance
Biosciences Partnership Building | BSPB-77224 | Quarterly, Fan Coil Unit | 2020-08-28 | HVAC (Heating / Cooling) | Preventive Maintenance
Biosciences Partnership Building | BSPB-81294 | Quarterly, Fan Coil Unit | 2021-03-01 | HVAC (Heating / Cooling) | Preventive Maintenance
Biosciences Partnership Building | BSPB-83110 | Quarterly, Fan Coil Unit | 2021-05-28 | HVAC (Heating / Cooling) | Preventive Maintenance
Biosciences Partnership Building | BSPB-78865 | Annual, Variable Frequency Drive | 2020-11-02 | Mechanical | Preventive Maintenance
Biosciences Partnership Building | BSPB-78866 | Annual, Variable Frequency Drive | 2020-11-02 | Mechanical | Preventive Maintenance
Biosciences Partnership Building | BSPB-79776 | Annual, Variable Frequency Drive | 2020-12-14 | Mechanical | Preventive Maintenance
Biosciences Partnership Building | BSPB-79449 | Quarterly, Fan Coil Unit | 2020-11-30 | HVAC (Heating / Cooling) | Preventive Maintenance
Biosciences Partnership Building | BSPB-79075 | Annual, Fan Coil Unit | 2020-11-12 | HVAC (Heating / Cooling) | Preventive Maintenance
Biosciences Partnership Building | BSPB-77225 | Quarterly, Fan Coil Unit | 2020-08-28 | HVAC (Heating / Cooling) | Preventive Maintenance
Biosciences Partnership Building | BSPB-83128 | Quarterly, Fan Coil Unit | 2021-05-28 | HVAC (Heating / Cooling) | Preventive Maintenance
Biosciences Partnership Building | BSPB-81295 | Quarterly, Fan Coil Unit | 2021-03-01 | HVAC (Heating / Cooling) | Preventive Maintenance
Biosciences Partnership Building | BSPB-81296 | Quarterly, Fan Coil Unit | 2021-03-01 | HVAC (Heating / Cooling) | Preventive Maintenance
Biosciences Partnership Building | BSPB-83129 | Quarterly, Fan Coil Unit | 2021-05-28 | HVAC (Heating / Cooling) | Preventive Maintenance
Biosciences Partnership Building | BSPB-77226 | Quarterly, Fan Coil Unit | 2020-08-28 | HVAC (Heating / Cooling) | Preventive Maintenance
Biosciences Partnership Building | BSPB-79076 | Annual, Fan Coil Unit | 2020-11-12 | HVAC (Heating / Cooling) | Preventive Maintenance
Biosciences Partnership Building | BSPB-79450 | Quarterly, Fan Coil Unit | 2020-11-30 | HVAC (Heating / Cooling) | Preventive Maintenance
Biosciences Partnership Building | BSPB-79451 | Quarterly, Fan Coil Unit | 2020-11-30 | HVAC (Heating / Cooling) | Preventive Maintenance
Biosciences Partnership Building | BSPB-79077 | Annual, Fan Coil Unit | 2020-11-12 | HVAC (Heating / Cooling) | Preventive Maintenance
Biosciences Partnership Building | BSPB-77227 | Quarterly, Fan Coil Unit | 2020-08-28 | HVAC (Heating / Cooling) | Preventive Maintenance
Biosciences Partnership Building | BSPB-83130 | Quarterly, Fan Coil Unit | 2021-05-28 | HVAC (Heating / Cooling) | Preventive Maintenance
Biosciences Partnership Building | BSPB-81297 | Quarterly, Fan Coil Unit | 2021-03-01 | HVAC (Heating / Cooling) | Preventive Maintenance
Biosciences Partnership Building | BSPB-81298 | Quarterly, Fan Coil Unit | 2021-03-01 | HVAC (Heating / Cooling) | Preventive Maintenance
Biosciences Partnership Building | BSPB-83131 | Quarterly, Fan Coil Unit | 2021-05-28 | HVAC (Heating / Cooling) | Preventive Maintenance
Biosciences Partnership Building | BSPB-77228 | Quarterly, Fan Coil Unit | 2020-08-28 | HVAC (Heating / Cooling) | Preventive Maintenance
Biosciences Partnership Building | BSPB-79078 | Annual, Fan Coil Unit | 2020-11-12 | HVAC (Heating / Cooling) | Preventive Maintenance
Biosciences Partnership Building | BSPB-79452 | Quarterly, Fan Coil Unit | 2020-11-30 | HVAC (Heating / Cooling) | Preventive Maintenance
Biosciences Partnership Building | BSPB-79930 | Quarterly, Air Handler Unit Storage | 2020-11-30 | HVAC (Heating / Cooling) | Preventive Maintenance
Biosciences Partnership Building | BSPB-77692 | Quarterly, Air Handler Unit Storage | 2020-08-28 | HVAC (Heating / Cooling) | Preventive Maintenance
Biosciences Partnership Building | BSPB-83636 | Quarterly, Air Handler Unit Storage | 2021-05-28 | HVAC (Heating / Cooling) | Preventive Maintenance
Biosciences Partnership Building | BSPB-81733 | Quarterly, Air Handler Unit Storage | 2021-03-01 | HVAC (Heating / Cooling) | Preventive Maintenance
Biosciences Partnership Building | BSPB-81299 | Quarterly, Fan Coil Unit | 2021-03-01 | HVAC (Heating / Cooling) | Preventive Maintenance
Biosciences Partnership Building | BSPB-83132 | Quarterly, Fan Coil Unit | 2021-05-28 | HVAC (Heating / Cooling) | Preventive Maintenance
Biosciences Partnership Building | BSPB-77229 | Quarterly, Fan Coil Unit | 2020-08-28 | HVAC (Heating / Cooling) | Preventive Maintenance
Biosciences Partnership Building | BSPB-79453 | Quarterly, Fan Coil Unit | 2020-11-30 | HVAC (Heating / Cooling) | Preventive Maintenance
Biosciences Partnership Building | BSPB-79079 | Annual, Fan Coil Unit | 2020-11-12 | HVAC (Heating / Cooling) | Preventive Maintenance
Biosciences Partnership Building | BSPB-79771 | Annual, Transfer Switch | 2020-12-14 | Electrical | Preventive Maintenance
Biosciences Partnership Building | BSPB-79772 | Annual, Transfer Switch | 2020-12-14 | Electrical | Preventive Maintenance
Biosciences Partnership Building | BSPB-79773 | Annual, Transfer Switch | 2020-12-14 | Electrical | Preventive Maintenance
Biosciences Partnership Building | BSPB-79774 | Annual, Transfer Switch | 2020-12-14 | Electrical | Preventive Maintenance
Biosciences Partnership Building | BSPB-79454 | Quarterly, Fan Coil Unit | 2020-11-30 | HVAC (Heating / Cooling) | Preventive Maintenance
Biosciences Partnership Building | BSPB-79080 | Annual, Fan Coil Unit | 2020-11-12 | HVAC (Heating / Cooling) | Preventive Maintenance
Biosciences Partnership Building | BSPB-77230 | Quarterly, Fan Coil Unit | 2020-08-28 | HVAC (Heating / Cooling) | Preventive Maintenance
Biosciences Partnership Building | BSPB-83133 | Quarterly, Fan Coil Unit | 2021-05-28 | HVAC (Heating / Cooling) | Preventive Maintenance
Biosciences Partnership Building | BSPB-81300 | Quarterly, Fan Coil Unit | 2021-03-01 | HVAC (Heating / Cooling) | Preventive Maintenance
Biosciences Partnership Building | BSPB-81301 | Quarterly, Fan Coil Unit | 2021-03-01 | HVAC (Heating / Cooling) | Preventive Maintenance
Biosciences Partnership Building | BSPB-83134 | Quarterly, Fan Coil Unit | 2021-05-28 | HVAC (Heating / Cooling) | Preventive Maintenance
Biosciences Partnership Building | BSPB-77231 | Quarterly, Fan Coil Unit | 2020-08-28 | HVAC (Heating / Cooling) | Preventive Maintenance
Biosciences Partnership Building | BSPB-79081 | Annual, Fan Coil Unit | 2020-11-12 | HVAC (Heating / Cooling) | Preventive Maintenance
Biosciences Partnership Building | BSPB-79455 | Quarterly, Fan Coil Unit | 2020-11-30 | HVAC (Heating / Cooling) | Preventive Maintenance
Biosciences Partnership Building | BSPB-79775 | Annual, Variable Frequency Drive | 2020-12-14 | Mechanical | Preventive Maintenance
Biosciences Partnership Building | BSPB-79777 | Annual, Variable Frequency Drive | 2020-12-14 | Mechanical | Preventive Maintenance
Biosciences Partnership Building | BSPB-79778 | Annual, Variable Frequency Drive | 2020-12-14 | Mechanical | Preventive Maintenance
Biosciences Partnership Building | BSPB-79456 | Quarterly, Fan Coil Unit | 2020-11-30 | HVAC (Heating / Cooling) | Preventive Maintenance
Biosciences Partnership Building | BSPB-79082 | Annual, Fan Coil Unit | 2020-11-12 | HVAC (Heating / Cooling) | Preventive Maintenance
Biosciences Partnership Building | BSPB-77232 | Quarterly, Fan Coil Unit | 2020-08-28 | HVAC (Heating / Cooling) | Preventive Maintenance
Biosciences Partnership Building | BSPB-83135 | Quarterly, Fan Coil Unit | 2021-05-28 | HVAC (Heating / Cooling) | Preventive Maintenance
Biosciences Partnership Building | BSPB-81302 | Quarterly, Fan Coil Unit | 2021-03-01 | HVAC (Heating / Cooling) | Preventive Maintenance
Biosciences Partnership Building | BSPB-81775 | Monthly, Fire Pump 02 | 2021-03-29 | Mechanical | Preventive Maintenance
Biosciences Partnership Building | BSPB-81187 | Monthly, Fire Pump 02 | 2021-03-01 | Mechanical | Preventive Maintenance
Biosciences Partnership Building | BSPB-80641 | Monthly, Fire Pump 02 | 2021-01-28 | Mechanical | Preventive Maintenance
Biosciences Partnership Building | BSPB-83018 | Monthly, Fire Pump 02 | 2021-05-28 | Mechanical | Preventive Maintenance
Biosciences Partnership Building | BSPB-82474 | Monthly, Fire Pump 02 | 2021-04-28 | Mechanical | Preventive Maintenance
Biosciences Partnership Building | BSPB-83757 | Monthly, Fire Pump 02 | 2021-06-28 | Mechanical | Preventive Maintenance
Biosciences Partnership Building | BSPB-77103 | Monthly, Fire Pump 02 | 2020-08-28 | Mechanical | Preventive Maintenance
Biosciences Partnership Building | BSPB-76580 | Monthly, Fire Pump 02 | 2020-07-28 | Mechanical | Preventive Maintenance
Biosciences Partnership Building | BSPB-77808 | Monthly, Fire Pump 02 | 2020-09-28 | Mechanical | Preventive Maintenance
Biosciences Partnership Building | BSPB-78863 | Annual, Fire Pump | 2020-11-02 | Mechanical | Preventive Maintenance
Biosciences Partnership Building | BSPB-79351 | Monthly, Fire Pump 02 | 2020-11-30 | Mechanical | Preventive Maintenance
Biosciences Partnership Building | BSPB-78616 | Monthly, Fire Pump 02 | 2020-10-28 | Mechanical | Preventive Maintenance
Biosciences Partnership Building | BSPB-79978 | Monthly, Fire Pump 02 | 2020-12-28 | Mechanical | Preventive Maintenance
Biosciences Partnership Building | BSPB-76292 | Annual, Back Flow Preventer | 2020-07-31 | Plumbing | Preventive Maintenance
Biosciences Partnership Building | BSPB-84050 | Annual, Back Flow Preventer | 2021-07-01 | Plumbing | Preventive Maintenance
Biosciences Partnership Building | BSPB-78864 | Annual, Variable Frequency Drive | 2020-11-02 | Mechanical | Preventive Maintenance
Biosciences Partnership Building | BSPB-76293 | Annual, Back Flow Preventer | 2020-07-31 | Plumbing | Preventive Maintenance
Biosciences Partnership Building | BSPB-84051 | Annual, Back Flow Preventer | 2021-07-01 | Plumbing | Preventive Maintenance
Biosciences Partnership Building | BSPB-78867 | Annual, Variable Frequency Drive | 2020-11-02 | Mechanical | Preventive Maintenance
Biosciences Partnership Building | BSPB-78868 | Annual, Variable Frequency Drive | 2020-11-02 | Mechanical | Preventive Maintenance
Biosciences Partnership Building | BSPB-78869 | Annual, Variable Frequency Drive | 2020-11-02 | Mechanical | Preventive Maintenance
Biosciences Partnership Building | BSPB-79348 | Quarterly, Humidifier | 2020-11-30 | HVAC (Heating / Cooling) | Preventive Maintenance
Biosciences Partnership Building | BSPB-77099 | Quarterly, Humidifier | 2020-08-28 | HVAC (Heating / Cooling) | Preventive Maintenance
Biosciences Partnership Building | BSPB-83013 | Quarterly, Humidifier | 2021-05-28 | HVAC (Heating / Cooling) | Preventive Maintenance
Biosciences Partnership Building | BSPB-81182 | Quarterly, Humidifier | 2021-03-01 | HVAC (Heating / Cooling) | Preventive Maintenance
Biosciences Partnership Building | BSPB-81183 | Quarterly, Humidifier | 2021-03-01 | HVAC (Heating / Cooling) | Preventive Maintenance
Biosciences Partnership Building | BSPB-83014 | Quarterly, Humidifier | 2021-05-28 | HVAC (Heating / Cooling) | Preventive Maintenance
Biosciences Partnership Building | BSPB-77100 | Quarterly, Humidifier | 2020-08-28 | HVAC (Heating / Cooling) | Preventive Maintenance
Biosciences Partnership Building | BSPB-79349 | Quarterly, Humidifier | 2020-11-30 | HVAC (Heating / Cooling) | Preventive Maintenance
Biosciences Partnership Building | BSPB-78790 | Monthly, Liebert, Data Aire Units | 2020-10-28 | HVAC (Heating / Cooling) | Preventive Maintenance
Biosciences Partnership Building | BSPB-80236 | Monthly, Liebert, Data Aire Units | 2020-12-28 | HVAC (Heating / Cooling) | Preventive Maintenance
Biosciences Partnership Building | BSPB-79526 | Monthly, Liebert, Data Aire Units | 2020-11-30 | HVAC (Heating / Cooling) | Preventive Maintenance
Biosciences Partnership Building | BSPB-76703 | Monthly, Liebert, Data Aire Units | 2020-07-28 | HVAC (Heating / Cooling) | Preventive Maintenance
Biosciences Partnership Building | BSPB-77999 | Monthly, Liebert, Data Aire Units | 2020-09-28 | HVAC (Heating / Cooling) | Preventive Maintenance
Biosciences Partnership Building | BSPB-77298 | Monthly, Liebert, Data Aire Units | 2020-08-28 | HVAC (Heating / Cooling) | Preventive Maintenance
Biosciences Partnership Building | BSPB-83202 | Monthly, Liebert, Data Aire Units | 2021-05-28 | HVAC (Heating / Cooling) | Preventive Maintenance
Biosciences Partnership Building | BSPB-82584 | Monthly, Liebert, Data Aire Units | 2021-04-28 | HVAC (Heating / Cooling) | Preventive Maintenance
Biosciences Partnership Building | BSPB-83922 | Monthly, Liebert, Data Aire Units | 2021-06-28 | HVAC (Heating / Cooling) | Preventive Maintenance
Biosciences Partnership Building | BSPB-80775 | Monthly, Liebert, Data Aire Units | 2021-01-28 | HVAC (Heating / Cooling) | Preventive Maintenance
Biosciences Partnership Building | BSPB-81976 | Monthly, Liebert, Data Aire Units | 2021-03-29 | HVAC (Heating / Cooling) | Preventive Maintenance
Biosciences Partnership Building | BSPB-81385 | Monthly, Liebert, Data Aire Units | 2021-03-01 | HVAC (Heating / Cooling) | Preventive Maintenance
Biosciences Partnership Building | BSPB-81386 | Monthly, Liebert, Data Aire Units | 2021-03-01 | HVAC (Heating / Cooling) | Preventive Maintenance
Biosciences Partnership Building | BSPB-81977 | Monthly, Liebert, Data Aire Units | 2021-03-29 | HVAC (Heating / Cooling) | Preventive Maintenance
Biosciences Partnership Building | BSPB-80779 | Monthly, Liebert, Data Aire Units | 2021-01-28 | HVAC (Heating / Cooling) | Preventive Maintenance
Biosciences Partnership Building | BSPB-80240 | Monthly, Liebert, Data Aire Units | 2020-12-28 | HVAC (Heating / Cooling) | Preventive Maintenance
Biosciences Partnership Building | BSPB-83926 | Monthly, Liebert, Data Aire Units | 2021-06-28 | HVAC (Heating / Cooling) | Preventive Maintenance
Biosciences Partnership Building | BSPB-82585 | Monthly, Liebert, Data Aire Units | 2021-04-28 | HVAC (Heating / Cooling) | Preventive Maintenance
Biosciences Partnership Building | BSPB-83203 | Monthly, Liebert, Data Aire Units | 2021-05-28 | HVAC (Heating / Cooling) | Preventive Maintenance
Biosciences Partnership Building | BSPB-77299 | Monthly, Liebert, Data Aire Units | 2020-08-28 | HVAC (Heating / Cooling) | Preventive Maintenance
Biosciences Partnership Building | BSPB-78003 | Monthly, Liebert, Data Aire Units | 2020-09-28 | HVAC (Heating / Cooling) | Preventive Maintenance
Biosciences Partnership Building | BSPB-76707 | Monthly, Liebert, Data Aire Units | 2020-07-28 | HVAC (Heating / Cooling) | Preventive Maintenance
Biosciences Partnership Building | BSPB-79527 | Monthly, Liebert, Data Aire Units | 2020-11-30 | HVAC (Heating / Cooling) | Preventive Maintenance
Biosciences Partnership Building | BSPB-78791 | Monthly, Liebert, Data Aire Units | 2020-10-28 | HVAC (Heating / Cooling) | Preventive Maintenance
Biosciences Partnership Building | BSPB-79372 | Quarterly, Air Handler Unit | 2020-11-30 | HVAC (Heating / Cooling) | Preventive Maintenance
Biosciences Partnership Building | BSPB-79619 | Annual, Air Handler Unit | 2020-11-30 | HVAC (Heating / Cooling) | Preventive Maintenance
Biosciences Partnership Building | BSPB-77141 | Quarterly, Air Handler Unit | 2020-08-28 | HVAC (Heating / Cooling) | Preventive Maintenance
Biosciences Partnership Building | BSPB-83051 | Quarterly, Air Handler Unit | 2021-05-28 | HVAC (Heating / Cooling) | Preventive Maintenance
Biosciences Partnership Building | BSPB-81203 | Quarterly, Air Handler Unit | 2021-03-01 | HVAC (Heating / Cooling) | Preventive Maintenance
Biosciences Partnership Building | BSPB-78870 | Annual, Variable Frequency Drive | 2020-11-02 | Mechanical | Preventive Maintenance
Biosciences Partnership Building | BSPB-78871 | Annual, Variable Frequency Drive | 2020-11-02 | Mechanical | Preventive Maintenance
Biosciences Partnership Building | BSPB-78872 | Annual, Variable Frequency Drive | 2020-11-02 | Mechanical | Preventive Maintenance
Biosciences Partnership Building | BSPB-78873 | Annual, Variable Frequency Drive | 2020-11-02 | Mechanical | Preventive Maintenance
Biosciences Partnership Building | BSPB-79083 | Annual, Fan Coil Unit | 2020-11-12 | HVAC (Heating / Cooling) | Preventive Maintenance
Biosciences Partnership Building | BSPB-79457 | Quarterly, Fan Coil Unit | 2020-11-30 | HVAC (Heating / Cooling) | Preventive Maintenance
Biosciences Partnership Building | BSPB-77233 | Quarterly, Fan Coil Unit | 2020-08-28 | HVAC (Heating / Cooling) | Preventive Maintenance
Biosciences Partnership Building | BSPB-81303 | Quarterly, Fan Coil Unit | 2021-03-01 | HVAC (Heating / Cooling) | Preventive Maintenance
Biosciences Partnership Building | BSPB-83136 | Quarterly, Fan Coil Unit | 2021-05-28 | HVAC (Heating / Cooling) | Preventive Maintenance
Biosciences Partnership Building | BSPB-83137 | Quarterly, Fan Coil Unit | 2021-05-28 | HVAC (Heating / Cooling) | Preventive Maintenance
Biosciences Partnership Building | BSPB-81304 | Quarterly, Fan Coil Unit | 2021-03-01 | HVAC (Heating / Cooling) | Preventive Maintenance
Biosciences Partnership Building | BSPB-77234 | Quarterly, Fan Coil Unit | 2020-08-28 | HVAC (Heating / Cooling) | Preventive Maintenance
Biosciences Partnership Building | BSPB-79458 | Quarterly, Fan Coil Unit | 2020-11-30 | HVAC (Heating / Cooling) | Preventive Maintenance
Biosciences Partnership Building | BSPB-79084 | Annual, Fan Coil Unit | 2020-11-12 | HVAC (Heating / Cooling) | Preventive Maintenance
Biosciences Partnership Building | BSPB-79931 | Quarterly, Air Handler Unit Storage | 2020-11-30 | HVAC (Heating / Cooling) | Preventive Maintenance
Biosciences Partnership Building | BSPB-77693 | Quarterly, Air Handler Unit Storage | 2020-08-28 | HVAC (Heating / Cooling) | Preventive Maintenance
Biosciences Partnership Building | BSPB-81734 | Quarterly, Air Handler Unit Storage | 2021-03-01 | HVAC (Heating / Cooling) | Preventive Maintenance
Biosciences Partnership Building | BSPB-83637 | Quarterly, Air Handler Unit Storage | 2021-05-28 | HVAC (Heating / Cooling) | Preventive Maintenance
Biosciences Partnership Building | BSPB-83138 | Quarterly, Fan Coil Unit | 2021-05-28 | HVAC (Heating / Cooling) | Preventive Maintenance
Biosciences Partnership Building | BSPB-81305 | Quarterly, Fan Coil Unit | 2021-03-01 | HVAC (Heating / Cooling) | Preventive Maintenance
Biosciences Partnership Building | BSPB-77235 | Quarterly, Fan Coil Unit | 2020-08-28 | HVAC (Heating / Cooling) | Preventive Maintenance
Biosciences Partnership Building | BSPB-79459 | Quarterly, Fan Coil Unit | 2020-11-30 | HVAC (Heating / Cooling) | Preventive Maintenance
Biosciences Partnership Building | BSPB-79085 | Annual, Fan Coil Unit | 2020-11-12 | HVAC (Heating / Cooling) | Preventive Maintenance
Biosciences Partnership Building | BSPB-79086 | Annual, Fan Coil Unit | 2020-11-12 | HVAC (Heating / Cooling) | Preventive Maintenance
Biosciences Partnership Building | BSPB-79460 | Quarterly, Fan Coil Unit | 2020-11-30 | HVAC (Heating / Cooling) | Preventive Maintenance
Biosciences Partnership Building | BSPB-77236 | Quarterly, Fan Coil Unit | 2020-08-28 | HVAC (Heating / Cooling) | Preventive Maintenance
Biosciences Partnership Building | BSPB-81306 | Quarterly, Fan Coil Unit | 2021-03-01 | HVAC (Heating / Cooling) | Preventive Maintenance
Biosciences Partnership Building | BSPB-83139 | Quarterly, Fan Coil Unit | 2021-05-28 | HVAC (Heating / Cooling) | Preventive Maintenance
Biosciences Partnership Building | BSPB-83140 | Quarterly, Fan Coil Unit | 2021-05-28 | HVAC (Heating / Cooling) | Preventive Maintenance
Biosciences Partnership Building | BSPB-81307 | Quarterly, Fan Coil Unit | 2021-03-01 | HVAC (Heating / Cooling) | Preventive Maintenance
Biosciences Partnership Building | BSPB-77237 | Quarterly, Fan Coil Unit | 2020-08-28 | HVAC (Heating / Cooling) | Preventive Maintenance
Biosciences Partnership Building | BSPB-79461 | Quarterly, Fan Coil Unit | 2020-11-30 | HVAC (Heating / Cooling) | Preventive Maintenance
Biosciences Partnership Building | BSPB-79087 | Annual, Fan Coil Unit | 2020-11-12 | HVAC (Heating / Cooling) | Preventive Maintenance
Biosciences Partnership Building | BSPB-79932 | Quarterly, Air Handler Unit Storage | 2020-11-30 | HVAC (Heating / Cooling) | Preventive Maintenance
Biosciences Partnership Building | BSPB-77694 | Quarterly, Air Handler Unit Storage | 2020-08-28 | HVAC (Heating / Cooling) | Preventive Maintenance
Biosciences Partnership Building | BSPB-81735 | Quarterly, Air Handler Unit Storage | 2021-03-01 | HVAC (Heating / Cooling) | Preventive Maintenance
Biosciences Partnership Building | BSPB-83638 | Quarterly, Air Handler Unit Storage | 2021-05-28 | HVAC (Heating / Cooling) | Preventive Maintenance
Biosciences Partnership Building | BSPB-83141 | Quarterly, Fan Coil Unit | 2021-05-28 | HVAC (Heating / Cooling) | Preventive Maintenance
Biosciences Partnership Building | BSPB-81308 | Quarterly, Fan Coil Unit | 2021-03-01 | HVAC (Heating / Cooling) | Preventive Maintenance
Biosciences Partnership Building | BSPB-77238 | Quarterly, Fan Coil Unit | 2020-08-28 | HVAC (Heating / Cooling) | Preventive Maintenance
Biosciences Partnership Building | BSPB-79462 | Quarterly, Fan Coil Unit | 2020-11-30 | HVAC (Heating / Cooling) | Preventive Maintenance
Biosciences Partnership Building | BSPB-79088 | Annual, Fan Coil Unit | 2020-11-12 | HVAC (Heating / Cooling) | Preventive Maintenance
Biosciences Partnership Building | BSPB-79089 | Annual, Fan Coil Unit | 2020-11-12 | HVAC (Heating / Cooling) | Preventive Maintenance
Biosciences Partnership Building | BSPB-79463 | Quarterly, Fan Coil Unit | 2020-11-30 | HVAC (Heating / Cooling) | Preventive Maintenance
Biosciences Partnership Building | BSPB-77239 | Quarterly, Fan Coil Unit | 2020-08-28 | HVAC (Heating / Cooling) | Preventive Maintenance
Biosciences Partnership Building | BSPB-81309 | Quarterly, Fan Coil Unit | 2021-03-01 | HVAC (Heating / Cooling) | Preventive Maintenance
Biosciences Partnership Building | BSPB-83142 | Quarterly, Fan Coil Unit | 2021-05-28 | HVAC (Heating / Cooling) | Preventive Maintenance
Biosciences Partnership Building | BSPB-83143 | Quarterly, Fan Coil Unit | 2021-05-28 | HVAC (Heating / Cooling) | Preventive Maintenance
Biosciences Partnership Building | BSPB-81310 | Quarterly, Fan Coil Unit | 2021-03-01 | HVAC (Heating / Cooling) | Preventive Maintenance
Biosciences Partnership Building | BSPB-77240 | Quarterly, Fan Coil Unit | 2020-08-28 | HVAC (Heating / Cooling) | Preventive Maintenance
Biosciences Partnership Building | BSPB-79464 | Quarterly, Fan Coil Unit | 2020-11-30 | HVAC (Heating / Cooling) | Preventive Maintenance
Biosciences Partnership Building | BSPB-79090 | Annual, Fan Coil Unit | 2020-11-12 | HVAC (Heating / Cooling) | Preventive Maintenance
Biosciences Partnership Building | BSPB-79091 | Annual, Fan Coil Unit | 2020-11-12 | HVAC (Heating / Cooling) | Preventive Maintenance
Biosciences Partnership Building | BSPB-79465 | Quarterly, Fan Coil Unit | 2020-11-30 | HVAC (Heating / Cooling) | Preventive Maintenance
Biosciences Partnership Building | BSPB-77241 | Quarterly, Fan Coil Unit | 2020-08-28 | HVAC (Heating / Cooling) | Preventive Maintenance
Biosciences Partnership Building | BSPB-81311 | Quarterly, Fan Coil Unit | 2021-03-01 | HVAC (Heating / Cooling) | Preventive Maintenance
Biosciences Partnership Building | BSPB-83144 | Quarterly, Fan Coil Unit | 2021-05-28 | HVAC (Heating / Cooling) | Preventive Maintenance
Biosciences Partnership Building | BSPB-83145 | Quarterly, Fan Coil Unit | 2021-05-28 | HVAC (Heating / Cooling) | Preventive Maintenance
Biosciences Partnership Building | BSPB-81312 | Quarterly, Fan Coil Unit | 2021-03-01 | HVAC (Heating / Cooling) | Preventive Maintenance
Biosciences Partnership Building | BSPB-77242 | Quarterly, Fan Coil Unit | 2020-08-28 | HVAC (Heating / Cooling) | Preventive Maintenance
Biosciences Partnership Building | BSPB-79466 | Quarterly, Fan Coil Unit | 2020-11-30 | HVAC (Heating / Cooling) | Preventive Maintenance
Biosciences Partnership Building | BSPB-79092 | Annual, Fan Coil Unit | 2020-11-12 | HVAC (Heating / Cooling) | Preventive Maintenance
Biosciences Partnership Building | BSPB-79093 | Annual, Fan Coil Unit | 2020-11-12 | HVAC (Heating / Cooling) | Preventive Maintenance
Biosciences Partnership Building | BSPB-79467 | Quarterly, Fan Coil Unit | 2020-11-30 | HVAC (Heating / Cooling) | Preventive Maintenance
Biosciences Partnership Building | BSPB-77243 | Quarterly, Fan Coil Unit | 2020-08-28 | HVAC (Heating / Cooling) | Preventive Maintenance
Biosciences Partnership Building | BSPB-81313 | Quarterly, Fan Coil Unit | 2021-03-01 | HVAC (Heating / Cooling) | Preventive Maintenance
Biosciences Partnership Building | BSPB-83146 | Quarterly, Fan Coil Unit | 2021-05-28 | HVAC (Heating / Cooling) | Preventive Maintenance
Biosciences Partnership Building | BSPB-83147 | Quarterly, Fan Coil Unit | 2021-05-28 | HVAC (Heating / Cooling) | Preventive Maintenance
Biosciences Partnership Building | BSPB-81314 | Quarterly, Fan Coil Unit | 2021-03-01 | HVAC (Heating / Cooling) | Preventive Maintenance
Biosciences Partnership Building | BSPB-77244 | Quarterly, Fan Coil Unit | 2020-08-28 | HVAC (Heating / Cooling) | Preventive Maintenance
Biosciences Partnership Building | BSPB-79468 | Quarterly, Fan Coil Unit | 2020-11-30 | HVAC (Heating / Cooling) | Preventive Maintenance
Biosciences Partnership Building | BSPB-79094 | Annual, Fan Coil Unit | 2020-11-12 | HVAC (Heating / Cooling) | Preventive Maintenance
Biosciences Partnership Building | BSPB-79095 | Annual, Fan Coil Unit | 2020-11-12 | HVAC (Heating / Cooling) | Preventive Maintenance
Biosciences Partnership Building | BSPB-79469 | Quarterly, Fan Coil Unit | 2020-11-30 | HVAC (Heating / Cooling) | Preventive Maintenance
Biosciences Partnership Building | BSPB-77245 | Quarterly, Fan Coil Unit | 2020-08-28 | HVAC (Heating / Cooling) | Preventive Maintenance
Biosciences Partnership Building | BSPB-81315 | Quarterly, Fan Coil Unit | 2021-03-01 | HVAC (Heating / Cooling) | Preventive Maintenance
Biosciences Partnership Building | BSPB-83148 | Quarterly, Fan Coil Unit | 2021-05-28 | HVAC (Heating / Cooling) | Preventive Maintenance
Biosciences Partnership Building | BSPB-83149 | Quarterly, Fan Coil Unit | 2021-05-28 | HVAC (Heating / Cooling) | Preventive Maintenance
Biosciences Partnership Building | BSPB-81316 | Quarterly, Fan Coil Unit | 2021-03-01 | HVAC (Heating / Cooling) | Preventive Maintenance
Biosciences Partnership Building | BSPB-77246 | Quarterly, Fan Coil Unit | 2020-08-28 | HVAC (Heating / Cooling) | Preventive Maintenance
Biosciences Partnership Building | BSPB-79470 | Quarterly, Fan Coil Unit | 2020-11-30 | HVAC (Heating / Cooling) | Preventive Maintenance
Biosciences Partnership Building | BSPB-79096 | Annual, Fan Coil Unit | 2020-11-12 | HVAC (Heating / Cooling) | Preventive Maintenance
Biosciences Partnership Building | BSPB-79097 | Annual, Fan Coil Unit | 2020-11-12 | HVAC (Heating / Cooling) | Preventive Maintenance
Biosciences Partnership Building | BSPB-79471 | Quarterly, Fan Coil Unit | 2020-11-30 | HVAC (Heating / Cooling) | Preventive Maintenance
Biosciences Partnership Building | BSPB-77247 | Quarterly, Fan Coil Unit | 2020-08-28 | HVAC (Heating / Cooling) | Preventive Maintenance
Biosciences Partnership Building | BSPB-81317 | Quarterly, Fan Coil Unit | 2021-03-01 | HVAC (Heating / Cooling) | Preventive Maintenance
Biosciences Partnership Building | BSPB-83150 | Quarterly, Fan Coil Unit | 2021-05-28 | HVAC (Heating / Cooling) | Preventive Maintenance
Biosciences Partnership Building | BSPB-82839 | Annual, Thermostatic Mixing Valve | 2021-05-17 | Plumbing | Preventive Maintenance
Biosciences Partnership Building | BSPB-82840 | Annual, Thermostatic Mixing Valve | 2021-05-17 | Plumbing | Preventive Maintenance
Biosciences Partnership Building | BSPB-83169 | Quarterly, Circulating Pump | 2021-05-28 | Mechanical | Preventive Maintenance
Biosciences Partnership Building | BSPB-81338 | Quarterly, Circulating Pump | 2021-03-01 | Mechanical | Preventive Maintenance
Biosciences Partnership Building | BSPB-77268 | Quarterly, Circulating Pump | 2020-08-28 | Mechanical | Preventive Maintenance
Biosciences Partnership Building | BSPB-79490 | Quarterly, Circulating Pump | 2020-11-30 | Mechanical | Preventive Maintenance
Biosciences Partnership Building | BSPB-79472 | Quarterly, Fan Coil Unit | 2020-11-30 | HVAC (Heating / Cooling) | Preventive Maintenance
Biosciences Partnership Building | BSPB-79098 | Annual, Fan Coil Unit | 2020-11-12 | HVAC (Heating / Cooling) | Preventive Maintenance
Biosciences Partnership Building | BSPB-77248 | Quarterly, Fan Coil Unit | 2020-08-28 | HVAC (Heating / Cooling) | Preventive Maintenance
Biosciences Partnership Building | BSPB-81318 | Quarterly, Fan Coil Unit | 2021-03-01 | HVAC (Heating / Cooling) | Preventive Maintenance
Biosciences Partnership Building | BSPB-83151 | Quarterly, Fan Coil Unit | 2021-05-28 | HVAC (Heating / Cooling) | Preventive Maintenance
Biosciences Partnership Building | BSPB-83152 | Quarterly, Fan Coil Unit | 2021-05-28 | HVAC (Heating / Cooling) | Preventive Maintenance
Biosciences Partnership Building | BSPB-81319 | Quarterly, Fan Coil Unit | 2021-03-01 | HVAC (Heating / Cooling) | Preventive Maintenance
Biosciences Partnership Building | BSPB-77249 | Quarterly, Fan Coil Unit | 2020-08-28 | HVAC (Heating / Cooling) | Preventive Maintenance
Biosciences Partnership Building | BSPB-79099 | Annual, Fan Coil Unit | 2020-11-12 | HVAC (Heating / Cooling) | Preventive Maintenance
Biosciences Partnership Building | BSPB-79473 | Quarterly, Fan Coil Unit | 2020-11-30 | HVAC (Heating / Cooling) | Preventive Maintenance
Biosciences Partnership Building | BSPB-79474 | Quarterly, Fan Coil Unit | 2020-11-30 | HVAC (Heating / Cooling) | Preventive Maintenance
Biosciences Partnership Building | BSPB-79100 | Annual, Fan Coil Unit | 2020-11-12 | HVAC (Heating / Cooling) | Preventive Maintenance
Biosciences Partnership Building | BSPB-77250 | Quarterly, Fan Coil Unit | 2020-08-28 | HVAC (Heating / Cooling) | Preventive Maintenance
Biosciences Partnership Building | BSPB-81320 | Quarterly, Fan Coil Unit | 2021-03-01 | HVAC (Heating / Cooling) | Preventive Maintenance
Biosciences Partnership Building | BSPB-83153 | Quarterly, Fan Coil Unit | 2021-05-28 | HVAC (Heating / Cooling) | Preventive Maintenance
Biosciences Partnership Building | BSPB-83154 | Quarterly, Fan Coil Unit | 2021-05-28 | HVAC (Heating / Cooling) | Preventive Maintenance
Biosciences Partnership Building | BSPB-81321 | Quarterly, Fan Coil Unit | 2021-03-01 | HVAC (Heating / Cooling) | Preventive Maintenance
Biosciences Partnership Building | BSPB-77251 | Quarterly, Fan Coil Unit | 2020-08-28 | HVAC (Heating / Cooling) | Preventive Maintenance
Biosciences Partnership Building | BSPB-79101 | Annual, Fan Coil Unit | 2020-11-12 | HVAC (Heating / Cooling) | Preventive Maintenance
Biosciences Partnership Building | BSPB-79475 | Quarterly, Fan Coil Unit | 2020-11-30 | HVAC (Heating / Cooling) | Preventive Maintenance
Biosciences Partnership Building | BSPB-79476 | Quarterly, Fan Coil Unit | 2020-11-30 | HVAC (Heating / Cooling) | Preventive Maintenance
Biosciences Partnership Building | BSPB-79102 | Annual, Fan Coil Unit | 2020-11-12 | HVAC (Heating / Cooling) | Preventive Maintenance
Biosciences Partnership Building | BSPB-77252 | Quarterly, Fan Coil Unit | 2020-08-28 | HVAC (Heating / Cooling) | Preventive Maintenance
Biosciences Partnership Building | BSPB-81322 | Quarterly, Fan Coil Unit | 2021-03-01 | HVAC (Heating / Cooling) | Preventive Maintenance
Biosciences Partnership Building | BSPB-83155 | Quarterly, Fan Coil Unit | 2021-05-28 | HVAC (Heating / Cooling) | Preventive Maintenance
Biosciences Partnership Building | BSPB-82841 | Annual, Thermostatic Mixing Valve | 2021-05-17 | Plumbing | Preventive Maintenance
Biosciences Partnership Building | BSPB-82842 | Annual, Thermostatic Mixing Valve | 2021-05-17 | Plumbing | Preventive Maintenance
Biosciences Partnership Building | BSPB-83156 | Quarterly, Fan Coil Unit | 2021-05-28 | HVAC (Heating / Cooling) | Preventive Maintenance
Biosciences Partnership Building | BSPB-81323 | Quarterly, Fan Coil Unit | 2021-03-01 | HVAC (Heating / Cooling) | Preventive Maintenance
Biosciences Partnership Building | BSPB-77253 | Quarterly, Fan Coil Unit | 2020-08-28 | HVAC (Heating / Cooling) | Preventive Maintenance
Biosciences Partnership Building | BSPB-79103 | Annual, Fan Coil Unit | 2020-11-12 | HVAC (Heating / Cooling) | Preventive Maintenance
Biosciences Partnership Building | BSPB-79477 | Quarterly, Fan Coil Unit | 2020-11-30 | HVAC (Heating / Cooling) | Preventive Maintenance
Biosciences Partnership Building | BSPB-79478 | Quarterly, Fan Coil Unit | 2020-11-30 | HVAC (Heating / Cooling) | Preventive Maintenance
Biosciences Partnership Building | BSPB-79104 | Annual, Fan Coil Unit | 2020-11-12 | HVAC (Heating / Cooling) | Preventive Maintenance
Biosciences Partnership Building | BSPB-77254 | Quarterly, Fan Coil Unit | 2020-08-28 | HVAC (Heating / Cooling) | Preventive Maintenance
Biosciences Partnership Building | BSPB-81324 | Quarterly, Fan Coil Unit | 2021-03-01 | HVAC (Heating / Cooling) | Preventive Maintenance
Biosciences Partnership Building | BSPB-83157 | Quarterly, Fan Coil Unit | 2021-05-28 | HVAC (Heating / Cooling) | Preventive Maintenance
Biosciences Partnership Building | BSPB-83158 | Quarterly, Fan Coil Unit | 2021-05-28 | HVAC (Heating / Cooling) | Preventive Maintenance
Biosciences Partnership Building | BSPB-81325 | Quarterly, Fan Coil Unit | 2021-03-01 | HVAC (Heating / Cooling) | Preventive Maintenance
Biosciences Partnership Building | BSPB-77255 | Quarterly, Fan Coil Unit | 2020-08-28 | HVAC (Heating / Cooling) | Preventive Maintenance
Biosciences Partnership Building | BSPB-79105 | Annual, Fan Coil Unit | 2020-11-12 | HVAC (Heating / Cooling) | Preventive Maintenance
Biosciences Partnership Building | BSPB-79479 | Quarterly, Fan Coil Unit | 2020-11-30 | HVAC (Heating / Cooling) | Preventive Maintenance
Biosciences Partnership Building | BSPB-78874 | Annual, Variable Frequency Drive | 2020-11-02 | Mechanical | Preventive Maintenance
Biosciences Partnership Building | BSPB-78875 | Annual, Variable Frequency Drive | 2020-11-02 | Mechanical | Preventive Maintenance
Biosciences Partnership Building | BSPB-78876 | Annual, Variable Frequency Drive | 2020-11-02 | Mechanical | Preventive Maintenance
Biosciences Partnership Building | BSPB-78877 | Annual, Variable Frequency Drive | 2020-11-02 | Mechanical | Preventive Maintenance
Biosciences Partnership Building | BSPB-79373 | Quarterly, Air Handler Unit | 2020-11-30 | HVAC (Heating / Cooling) | Preventive Maintenance
Biosciences Partnership Building | BSPB-79620 | Annual, Air Handler Unit | 2020-11-30 | HVAC (Heating / Cooling) | Preventive Maintenance
Biosciences Partnership Building | BSPB-77142 | Quarterly, Air Handler Unit | 2020-08-28 | HVAC (Heating / Cooling) | Preventive Maintenance
Biosciences Partnership Building | BSPB-81204 | Quarterly, Air Handler Unit | 2021-03-01 | HVAC (Heating / Cooling) | Preventive Maintenance
Biosciences Partnership Building | BSPB-83052 | Quarterly, Air Handler Unit | 2021-05-28 | HVAC (Heating / Cooling) | Preventive Maintenance
Biosciences Partnership Building | BSPB-83053 | Quarterly, Air Handler Unit | 2021-05-28 | HVAC (Heating / Cooling) | Preventive Maintenance
Biosciences Partnership Building | BSPB-81205 | Quarterly, Air Handler Unit | 2021-03-01 | HVAC (Heating / Cooling) | Preventive Maintenance
Biosciences Partnership Building | BSPB-77143 | Quarterly, Air Handler Unit | 2020-08-28 | HVAC (Heating / Cooling) | Preventive Maintenance
Biosciences Partnership Building | BSPB-79621 | Annual, Air Handler Unit | 2020-11-30 | HVAC (Heating / Cooling) | Preventive Maintenance
Biosciences Partnership Building | BSPB-79374 | Quarterly, Air Handler Unit | 2020-11-30 | HVAC (Heating / Cooling) | Preventive Maintenance
Biosciences Partnership Building | BSPB-79375 | Quarterly, Air Handler Unit | 2020-11-30 | HVAC (Heating / Cooling) | Preventive Maintenance
Biosciences Partnership Building | BSPB-79622 | Annual, Air Handler Unit | 2020-11-30 | HVAC (Heating / Cooling) | Preventive Maintenance
Biosciences Partnership Building | BSPB-77144 | Quarterly, Air Handler Unit | 2020-08-28 | HVAC (Heating / Cooling) | Preventive Maintenance
Biosciences Partnership Building | BSPB-81206 | Quarterly, Air Handler Unit | 2021-03-01 | HVAC (Heating / Cooling) | Preventive Maintenance
Biosciences Partnership Building | BSPB-83054 | Quarterly, Air Handler Unit | 2021-05-28 | HVAC (Heating / Cooling) | Preventive Maintenance
Biosciences Partnership Building | BSPB-79779 | Annual, Variable Frequency Drive | 2020-12-14 | Mechanical | Preventive Maintenance
Biosciences Partnership Building | BSPB-79710 | Annual, Exhaust Fan | 2020-11-12 | HVAC (Heating / Cooling) | Preventive Maintenance
Biosciences Partnership Building | BSPB-79408 | Quarterly, Exhaust Fan | 2020-11-30 | HVAC (Heating / Cooling) | Preventive Maintenance
Biosciences Partnership Building | BSPB-77172 | Quarterly, Exhaust Fan | 2020-08-28 | HVAC (Heating / Cooling) | Preventive Maintenance
Biosciences Partnership Building | BSPB-83087 | Quarterly, Exhaust Fan | 2021-05-28 | HVAC (Heating / Cooling) | Preventive Maintenance
Biosciences Partnership Building | BSPB-81247 | Quarterly, Exhaust Fan | 2021-03-01 | HVAC (Heating / Cooling) | Preventive Maintenance
Biosciences Partnership Building | BSPB-81248 | Quarterly, Exhaust Fan | 2021-03-01 | HVAC (Heating / Cooling) | Preventive Maintenance
Biosciences Partnership Building | BSPB-83088 | Quarterly, Exhaust Fan | 2021-05-28 | HVAC (Heating / Cooling) | Preventive Maintenance
Biosciences Partnership Building | BSPB-77173 | Quarterly, Exhaust Fan | 2020-08-28 | HVAC (Heating / Cooling) | Preventive Maintenance
Biosciences Partnership Building | BSPB-79409 | Quarterly, Exhaust Fan | 2020-11-30 | HVAC (Heating / Cooling) | Preventive Maintenance
Biosciences Partnership Building | BSPB-79711 | Annual, Exhaust Fan | 2020-11-12 | HVAC (Heating / Cooling) | Preventive Maintenance
Biosciences Partnership Building | BSPB-79410 | Quarterly, Exhaust Fan | 2020-11-30 | HVAC (Heating / Cooling) | Preventive Maintenance
Biosciences Partnership Building | BSPB-79065 | Annual, Exhaust Fan | 2020-11-12 | HVAC (Heating / Cooling) | Preventive Maintenance
Biosciences Partnership Building | BSPB-77174 | Quarterly, Exhaust Fan | 2020-08-28 | HVAC (Heating / Cooling) | Preventive Maintenance
Biosciences Partnership Building | BSPB-83089 | Quarterly, Exhaust Fan | 2021-05-28 | HVAC (Heating / Cooling) | Preventive Maintenance
Biosciences Partnership Building | BSPB-81249 | Quarterly, Exhaust Fan | 2021-03-01 | HVAC (Heating / Cooling) | Preventive Maintenance
Biosciences Partnership Building | BSPB-81250 | Quarterly, Exhaust Fan | 2021-03-01 | HVAC (Heating / Cooling) | Preventive Maintenance
Biosciences Partnership Building | BSPB-83090 | Quarterly, Exhaust Fan | 2021-05-28 | HVAC (Heating / Cooling) | Preventive Maintenance
Biosciences Partnership Building | BSPB-77175 | Quarterly, Exhaust Fan | 2020-08-28 | HVAC (Heating / Cooling) | Preventive Maintenance
Biosciences Partnership Building | BSPB-79411 | Quarterly, Exhaust Fan | 2020-11-30 | HVAC (Heating / Cooling) | Preventive Maintenance
Biosciences Partnership Building | BSPB-79712 | Annual, Exhaust Fan | 2020-11-12 | HVAC (Heating / Cooling) | Preventive Maintenance
Biosciences Partnership Building | BSPB-79713 | Annual, Exhaust Fan | 2020-11-12 | HVAC (Heating / Cooling) | Preventive Maintenance
Biosciences Partnership Building | BSPB-79412 | Quarterly, Exhaust Fan | 2020-11-30 | HVAC (Heating / Cooling) | Preventive Maintenance
Biosciences Partnership Building | BSPB-77176 | Quarterly, Exhaust Fan | 2020-08-28 | HVAC (Heating / Cooling) | Preventive Maintenance
Biosciences Partnership Building | BSPB-83091 | Quarterly, Exhaust Fan | 2021-05-28 | HVAC (Heating / Cooling) | Preventive Maintenance
Biosciences Partnership Building | BSPB-81251 | Quarterly, Exhaust Fan | 2021-03-01 | HVAC (Heating / Cooling) | Preventive Maintenance
Biosciences Partnership Building | BSPB-81252 | Quarterly, Exhaust Fan | 2021-03-01 | HVAC (Heating / Cooling) | Preventive Maintenance
Biosciences Partnership Building | BSPB-83092 | Quarterly, Exhaust Fan | 2021-05-28 | HVAC (Heating / Cooling) | Preventive Maintenance
Biosciences Partnership Building | BSPB-77177 | Quarterly, Exhaust Fan | 2020-08-28 | HVAC (Heating / Cooling) | Preventive Maintenance
Biosciences Partnership Building | BSPB-79413 | Quarterly, Exhaust Fan | 2020-11-30 | HVAC (Heating / Cooling) | Preventive Maintenance
Biosciences Partnership Building | BSPB-79066 | Annual, Exhaust Fan | 2020-11-12 | HVAC (Heating / Cooling) | Preventive Maintenance
Biosciences Partnership Building | BSPB-79414 | Quarterly, Exhaust Fan | 2020-11-30 | HVAC (Heating / Cooling) | Preventive Maintenance
Biosciences Partnership Building | BSPB-79714 | Annual, Exhaust Fan | 2020-11-12 | HVAC (Heating / Cooling) | Preventive Maintenance
Biosciences Partnership Building | BSPB-77178 | Quarterly, Exhaust Fan | 2020-08-28 | HVAC (Heating / Cooling) | Preventive Maintenance
Biosciences Partnership Building | BSPB-83093 | Quarterly, Exhaust Fan | 2021-05-28 | HVAC (Heating / Cooling) | Preventive Maintenance
Biosciences Partnership Building | BSPB-81253 | Quarterly, Exhaust Fan | 2021-03-01 | HVAC (Heating / Cooling) | Preventive Maintenance
Biosciences Partnership Building | BSPB-81254 | Quarterly, Exhaust Fan | 2021-03-01 | HVAC (Heating / Cooling) | Preventive Maintenance
Biosciences Partnership Building | BSPB-83094 | Quarterly, Exhaust Fan | 2021-05-28 | HVAC (Heating / Cooling) | Preventive Maintenance
Biosciences Partnership Building | BSPB-77179 | Quarterly, Exhaust Fan | 2020-08-28 | HVAC (Heating / Cooling) | Preventive Maintenance
Biosciences Partnership Building | BSPB-79715 | Annual, Exhaust Fan | 2020-11-12 | HVAC (Heating / Cooling) | Preventive Maintenance
Biosciences Partnership Building | BSPB-79415 | Quarterly, Exhaust Fan | 2020-11-30 | HVAC (Heating / Cooling) | Preventive Maintenance
Biosciences Partnership Building | BSPB-79416 | Quarterly, Exhaust Fan | 2020-11-30 | HVAC (Heating / Cooling) | Preventive Maintenance
Biosciences Partnership Building | BSPB-79067 | Annual, Exhaust Fan | 2020-11-12 | HVAC (Heating / Cooling) | Preventive Maintenance
Biosciences Partnership Building | BSPB-77180 | Quarterly, Exhaust Fan | 2020-08-28 | HVAC (Heating / Cooling) | Preventive Maintenance
Biosciences Partnership Building | BSPB-83095 | Quarterly, Exhaust Fan | 2021-05-28 | HVAC (Heating / Cooling) | Preventive Maintenance
Biosciences Partnership Building | BSPB-81255 | Quarterly, Exhaust Fan | 2021-03-01 | HVAC (Heating / Cooling) | Preventive Maintenance
Biosciences Partnership Building | BSPB-81256 | Quarterly, Exhaust Fan | 2021-03-01 | HVAC (Heating / Cooling) | Preventive Maintenance
Biosciences Partnership Building | BSPB-83096 | Quarterly, Exhaust Fan | 2021-05-28 | HVAC (Heating / Cooling) | Preventive Maintenance
Biosciences Partnership Building | BSPB-77181 | Quarterly, Exhaust Fan | 2020-08-28 | HVAC (Heating / Cooling) | Preventive Maintenance
Biosciences Partnership Building | BSPB-79068 | Annual, Exhaust Fan | 2020-11-12 | HVAC (Heating / Cooling) | Preventive Maintenance
Biosciences Partnership Building | BSPB-79417 | Quarterly, Exhaust Fan | 2020-11-30 | HVAC (Heating / Cooling) | Preventive Maintenance
Biosciences Partnership Building | BSPB-79418 | Quarterly, Exhaust Fan | 2020-11-30 | HVAC (Heating / Cooling) | Preventive Maintenance
Biosciences Partnership Building | BSPB-79069 | Annual, Exhaust Fan | 2020-11-12 | HVAC (Heating / Cooling) | Preventive Maintenance
Biosciences Partnership Building | BSPB-77182 | Quarterly, Exhaust Fan | 2020-08-28 | HVAC (Heating / Cooling) | Preventive Maintenance
Biosciences Partnership Building | BSPB-83097 | Quarterly, Exhaust Fan | 2021-05-28 | HVAC (Heating / Cooling) | Preventive Maintenance
Biosciences Partnership Building | BSPB-81257 | Quarterly, Exhaust Fan | 2021-03-01 | HVAC (Heating / Cooling) | Preventive Maintenance
Biosciences Partnership Building | BSPB-81258 | Quarterly, Exhaust Fan | 2021-03-01 | HVAC (Heating / Cooling) | Preventive Maintenance
Biosciences Partnership Building | BSPB-83098 | Quarterly, Exhaust Fan | 2021-05-28 | HVAC (Heating / Cooling) | Preventive Maintenance
Biosciences Partnership Building | BSPB-77183 | Quarterly, Exhaust Fan | 2020-08-28 | HVAC (Heating / Cooling) | Preventive Maintenance
Biosciences Partnership Building | BSPB-79419 | Quarterly, Exhaust Fan | 2020-11-30 | HVAC (Heating / Cooling) | Preventive Maintenance
Biosciences Partnership Building | BSPB-79716 | Annual, Exhaust Fan | 2020-11-12 | HVAC (Heating / Cooling) | Preventive Maintenance
Biosciences Partnership Building | BSPB-79717 | Annual, Exhaust Fan | 2020-11-12 | HVAC (Heating / Cooling) | Preventive Maintenance
Biosciences Partnership Building | BSPB-79420 | Quarterly, Exhaust Fan | 2020-11-30 | HVAC (Heating / Cooling) | Preventive Maintenance
Biosciences Partnership Building | BSPB-77184 | Quarterly, Exhaust Fan | 2020-08-28 | HVAC (Heating / Cooling) | Preventive Maintenance
Biosciences Partnership Building | BSPB-83099 | Quarterly, Exhaust Fan | 2021-05-28 | HVAC (Heating / Cooling) | Preventive Maintenance
Biosciences Partnership Building | BSPB-81259 | Quarterly, Exhaust Fan | 2021-03-01 | HVAC (Heating / Cooling) | Preventive Maintenance
Biosciences Partnership Building | BSPB-81207 | Quarterly, Air Handler Unit | 2021-03-01 | HVAC (Heating / Cooling) | Preventive Maintenance
Biosciences Partnership Building | BSPB-83055 | Quarterly, Air Handler Unit | 2021-05-28 | HVAC (Heating / Cooling) | Preventive Maintenance
Biosciences Partnership Building | BSPB-77145 | Quarterly, Air Handler Unit | 2020-08-28 | HVAC (Heating / Cooling) | Preventive Maintenance
Biosciences Partnership Building | BSPB-79376 | Quarterly, Air Handler Unit | 2020-11-30 | HVAC (Heating / Cooling) | Preventive Maintenance
Biosciences Partnership Building | BSPB-79062 | Annual, Air Handler Unit | 2020-11-12 | HVAC (Heating / Cooling) | Preventive Maintenance
Biosciences Partnership Building | BSPB-79063 | Annual, Air Handler Unit | 2020-11-12 | HVAC (Heating / Cooling) | Preventive Maintenance
Biosciences Partnership Building | BSPB-79377 | Quarterly, Air Handler Unit | 2020-11-30 | HVAC (Heating / Cooling) | Preventive Maintenance
Biosciences Partnership Building | BSPB-77146 | Quarterly, Air Handler Unit | 2020-08-28 | HVAC (Heating / Cooling) | Preventive Maintenance
Biosciences Partnership Building | BSPB-83056 | Quarterly, Air Handler Unit | 2021-05-28 | HVAC (Heating / Cooling) | Preventive Maintenance
Biosciences Partnership Building | BSPB-81208 | Quarterly, Air Handler Unit | 2021-03-01 | HVAC (Heating / Cooling) | Preventive Maintenance
Biosciences Partnership Building | BSPB-81260 | Quarterly, Exhaust Fan | 2021-03-01 | HVAC (Heating / Cooling) | Preventive Maintenance
Biosciences Partnership Building | BSPB-83100 | Quarterly, Exhaust Fan | 2021-05-28 | HVAC (Heating / Cooling) | Preventive Maintenance
Biosciences Partnership Building | BSPB-77185 | Quarterly, Exhaust Fan | 2020-08-28 | HVAC (Heating / Cooling) | Preventive Maintenance
Biosciences Partnership Building | BSPB-79070 | Annual, Exhaust Fan | 2020-11-12 | HVAC (Heating / Cooling) | Preventive Maintenance
Biosciences Partnership Building | BSPB-79421 | Quarterly, Exhaust Fan | 2020-11-30 | HVAC (Heating / Cooling) | Preventive Maintenance
Biosciences Partnership Building | BSPB-78878 | Annual, Variable Frequency Drive | 2020-11-02 | Mechanical | Preventive Maintenance
Biosciences Partnership Building | BSPB-78879 | Annual, Variable Frequency Drive | 2020-11-02 | Mechanical | Preventive Maintenance
Biosciences Partnership Building | BSPB-78880 | Annual, Variable Frequency Drive | 2020-11-02 | Mechanical | Preventive Maintenance
Biosciences Partnership Building | BSPB-78881 | Annual, Variable Frequency Drive | 2020-11-02 | Mechanical | Preventive Maintenance
Biosciences Partnership Building | BSPB-78882 | Annual, Variable Frequency Drive | 2020-11-02 | Mechanical | Preventive Maintenance
Biosciences Partnership Building | BSPB-78883 | Annual, Variable Frequency Drive | 2020-11-02 | Mechanical | Preventive Maintenance
Biosciences Partnership Building | BSPB-78683 | Quarterly, Boiler | 2020-10-28 | Plumbing | Preventive Maintenance
Biosciences Partnership Building | BSPB-78715 | Annual, Boiler | 2020-10-28 | HVAC (Heating / Cooling) | Preventive Maintenance
Biosciences Partnership Building | BSPB-76617 | Quarterly, Boiler | 2020-07-28 | HVAC (Heating / Cooling) | Preventive Maintenance
Biosciences Partnership Building | BSPB-82504 | Quarterly, Boiler | 2021-04-28 | HVAC (Heating / Cooling) | Preventive Maintenance
Biosciences Partnership Building | BSPB-80674 | Quarterly, Boiler | 2021-01-28 | HVAC (Heating / Cooling) | Preventive Maintenance
Biosciences Partnership Building | BSPB-80675 | Quarterly, Boiler | 2021-01-28 | HVAC (Heating / Cooling) | Preventive Maintenance
Biosciences Partnership Building | BSPB-82505 | Quarterly, Boiler | 2021-04-28 | HVAC (Heating / Cooling) | Preventive Maintenance
Biosciences Partnership Building | BSPB-76618 | Quarterly, Boiler | 2020-07-28 | HVAC (Heating / Cooling) | Preventive Maintenance
Biosciences Partnership Building | BSPB-78729 | Annual, Boiler | 2020-10-28 | HVAC (Heating / Cooling) | Preventive Maintenance
Biosciences Partnership Building | BSPB-78684 | Quarterly, Boiler | 2020-10-28 | HVAC (Heating / Cooling) | Preventive Maintenance
Biosciences Partnership Building | BSPB-78685 | Quarterly, Boiler | 2020-10-28 | HVAC (Heating / Cooling) | Preventive Maintenance
Biosciences Partnership Building | BSPB-78730 | Annual, Boiler | 2020-10-28 | HVAC (Heating / Cooling) | Preventive Maintenance
Biosciences Partnership Building | BSPB-76619 | Quarterly, Boiler | 2020-07-28 | HVAC (Heating / Cooling) | Preventive Maintenance
Biosciences Partnership Building | BSPB-82506 | Quarterly, Boiler | 2021-04-28 | HVAC (Heating / Cooling) | Preventive Maintenance
Biosciences Partnership Building | BSPB-80676 | Quarterly, Boiler | 2021-01-28 | HVAC (Heating / Cooling) | Preventive Maintenance
Biosciences Partnership Building | BSPB-80677 | Quarterly, Boiler | 2021-01-28 | HVAC (Heating / Cooling) | Preventive Maintenance
Biosciences Partnership Building | BSPB-82507 | Quarterly, Boiler | 2021-04-28 | HVAC (Heating / Cooling) | Preventive Maintenance
Biosciences Partnership Building | BSPB-76620 | Quarterly, Boiler | 2020-07-28 | HVAC (Heating / Cooling) | Preventive Maintenance
Biosciences Partnership Building | BSPB-78731 | Annual, Boiler | 2020-10-28 | HVAC (Heating / Cooling) | Preventive Maintenance
Biosciences Partnership Building | BSPB-78686 | Quarterly, Boiler | 2020-10-28 | HVAC (Heating / Cooling) | Preventive Maintenance
Biosciences Partnership Building | BSPB-78884 | Annual, Variable Frequency Drive | 2020-11-02 | Mechanical | Preventive Maintenance
Biosciences Partnership Building | BSPB-78885 | Annual, Variable Frequency Drive | 2020-11-02 | Mechanical | Preventive Maintenance
Biosciences Partnership Building | BSPB-78886 | Annual, Variable Frequency Drive | 2020-11-02 | Mechanical | Preventive Maintenance
Biosciences Partnership Building | BSPB-79575 | Quarterly, Heating Hot Water Loop Pump | 2020-11-30 | Mechanical | Preventive Maintenance
Biosciences Partnership Building | BSPB-77339 | Quarterly, Heating Hot Water Loop Pump | 2020-08-28 | Mechanical | Preventive Maintenance
Biosciences Partnership Building | BSPB-83251 | Quarterly, Heating Hot Water Loop Pump | 2021-05-28 | Mechanical | Preventive Maintenance
Biosciences Partnership Building | BSPB-81436 | Quarterly, Heating Hot Water Loop Pump | 2021-03-01 | Mechanical | Preventive Maintenance
Biosciences Partnership Building | BSPB-81437 | Quarterly, Heating Hot Water Loop Pump | 2021-03-01 | Mechanical | Preventive Maintenance
Biosciences Partnership Building | BSPB-83252 | Quarterly, Heating Hot Water Loop Pump | 2021-05-28 | Mechanical | Preventive Maintenance
Biosciences Partnership Building | BSPB-77340 | Quarterly, Heating Hot Water Loop Pump | 2020-08-28 | Mechanical | Preventive Maintenance
Biosciences Partnership Building | BSPB-79576 | Quarterly, Heating Hot Water Loop Pump | 2020-11-30 | Mechanical | Preventive Maintenance
Biosciences Partnership Building | BSPB-79577 | Quarterly, Heating Hot Water Loop Pump | 2020-11-30 | Mechanical | Preventive Maintenance
Biosciences Partnership Building | BSPB-77341 | Quarterly, Heating Hot Water Loop Pump | 2020-08-28 | Mechanical | Preventive Maintenance
Biosciences Partnership Building | BSPB-83253 | Quarterly, Heating Hot Water Loop Pump | 2021-05-28 | Mechanical | Preventive Maintenance
Biosciences Partnership Building | BSPB-81438 | Quarterly, Heating Hot Water Loop Pump | 2021-03-01 | Mechanical | Preventive Maintenance
Biosciences Partnership Building | BSPB-81415 | Monthly, Pot Feeder | 2021-03-01 | Plumbing | Preventive Maintenance
Biosciences Partnership Building | BSPB-83227 | Monthly, Pot Feeder | 2021-05-28 | Plumbing | Preventive Maintenance
Biosciences Partnership Building | BSPB-77319 | Monthly, Pot Feeder | 2020-08-28 | Plumbing | Preventive Maintenance
Biosciences Partnership Building | BSPB-79551 | Monthly, Pot Feeder | 2020-11-30 | Plumbing | Preventive Maintenance
Biosciences Partnership Building | BSPB-79500 | Quarterly, Expansion Tank | 2020-11-30 | Mechanical | Preventive Maintenance
Biosciences Partnership Building | BSPB-77276 | Quarterly, Expansion Tank | 2020-08-28 | Mechanical | Preventive Maintenance
Biosciences Partnership Building | BSPB-83174 | Quarterly, Expansion Tank | 2021-05-28 | Mechanical | Preventive Maintenance
Biosciences Partnership Building | BSPB-81347 | Quarterly, Expansion Tank | 2021-03-01 | Mechanical | Preventive Maintenance
Biosciences Partnership Building | BSPB-81348 | Quarterly, Expansion Tank | 2021-03-01 | Mechanical | Preventive Maintenance
Biosciences Partnership Building | BSPB-83180 | Quarterly, Expansion Tank | 2021-05-28 | Mechanical | Preventive Maintenance
Biosciences Partnership Building | BSPB-77277 | Quarterly, Expansion Tank | 2020-08-28 | Mechanical | Preventive Maintenance
Biosciences Partnership Building | BSPB-79501 | Quarterly, Expansion Tank | 2020-11-30 | Mechanical | Preventive Maintenance
Biosciences Partnership Building | BSPB-78887 | Annual, Variable Frequency Drive | 2020-11-02 | Mechanical | Preventive Maintenance
Biosciences Partnership Building | BSPB-78888 | Annual, Variable Frequency Drive | 2020-11-02 | Mechanical | Preventive Maintenance
Biosciences Partnership Building | BSPB-79360 | Quarterly, Air/Dirt Separator | 2020-11-30 | HVAC (Heating / Cooling) | Preventive Maintenance
Biosciences Partnership Building | BSPB-77134 | Quarterly, Air/Dirt Separator | 2020-08-28 | HVAC (Heating / Cooling) | Preventive Maintenance
Biosciences Partnership Building | BSPB-83039 | Quarterly, Air/Dirt Seperator | 2021-05-28 | HVAC (Heating / Cooling) | Preventive Maintenance
Biosciences Partnership Building | BSPB-81193 | Quarterly, Air/Dirt Seperator | 2021-03-01 | HVAC (Heating / Cooling) | Preventive Maintenance
Biosciences Partnership Building | BSPB-81339 | Quarterly, Circulating Pump | 2021-03-01 | Mechanical | Preventive Maintenance
Biosciences Partnership Building | BSPB-83172 | Quarterly, Circulating Pump | 2021-05-28 | Mechanical | Preventive Maintenance
Biosciences Partnership Building | BSPB-77269 | Quarterly, Circulating Pump | 2020-08-28 | Mechanical | Preventive Maintenance
Biosciences Partnership Building | BSPB-79493 | Quarterly, Circulating Pump | 2020-11-30 | Mechanical | Preventive Maintenance
Biosciences Partnership Building | BSPB-79494 | Quarterly, Circulating Pump | 2020-11-30 | Mechanical | Preventive Maintenance
Biosciences Partnership Building | BSPB-77270 | Quarterly, Circulating Pump | 2020-08-28 | Mechanical | Preventive Maintenance
Biosciences Partnership Building | BSPB-83173 | Quarterly, Circulating Pump | 2021-05-28 | Mechanical | Preventive Maintenance
Biosciences Partnership Building | BSPB-81340 | Quarterly, Circulating Pump | 2021-03-01 | Mechanical | Preventive Maintenance
Biosciences Partnership Building | BSPB-78889 | Annual, Variable Frequency Drive | 2020-11-02 | Mechanical | Preventive Maintenance
Biosciences Partnership Building | BSPB-78890 | Annual, Variable Frequency Drive | 2020-11-02 | Mechanical | Preventive Maintenance
Biosciences Partnership Building | BSPB-78891 | Annual, Variable Frequency Drive | 2020-11-02 | Mechanical | Preventive Maintenance
Biosciences Partnership Building | BSPB-78892 | Annual, Variable Frequency Drive | 2020-11-02 | Mechanical | Preventive Maintenance
Biosciences Partnership Building | BSPB-78893 | Annual, Variable Frequency Drive | 2020-11-02 | Mechanical | Preventive Maintenance
Biosciences Partnership Building | BSPB-78894 | Annual, Variable Frequency Drive | 2020-11-02 | Mechanical | Preventive Maintenance
Biosciences Partnership Building | BSPB-78895 | Annual, Variable Frequency Drive | 2020-11-02 | Mechanical | Preventive Maintenance
Biosciences Partnership Building | BSPB-78896 | Annual, Variable Frequency Drive | 2020-11-02 | Mechanical | Preventive Maintenance
Biosciences Partnership Building | BSPB-78897 | Annual, Variable Frequency Drive | 2020-11-02 | Mechanical | Preventive Maintenance
Biosciences Partnership Building | BSPB-79365 | Quarterly, Air/Dirt Seperator | 2020-11-30 | HVAC (Heating / Cooling) | Preventive Maintenance
Biosciences Partnership Building | BSPB-77129 | Quarterly, Air/Dirt Separator | 2020-08-28 | HVAC (Heating / Cooling) | Preventive Maintenance
Biosciences Partnership Building | BSPB-81194 | Quarterly, Air/Dirt Seperator | 2021-03-01 | HVAC (Heating / Cooling) | Preventive Maintenance
Biosciences Partnership Building | BSPB-83044 | Quarterly, Air/Dirt Seperator | 2021-05-28 | HVAC (Heating / Cooling) | Preventive Maintenance
Biosciences Partnership Building | BSPB-83057 | Quarterly, Air Handler Unit | 2021-05-28 | HVAC (Heating / Cooling) | Preventive Maintenance
Biosciences Partnership Building | BSPB-81209 | Quarterly, Air Handler Unit | 2021-03-01 | HVAC (Heating / Cooling) | Preventive Maintenance
Biosciences Partnership Building | BSPB-77147 | Quarterly, Air Handler Unit | 2020-08-28 | HVAC (Heating / Cooling) | Preventive Maintenance
Biosciences Partnership Building | BSPB-79378 | Quarterly, Air Handler Unit | 2020-11-30 | HVAC (Heating / Cooling) | Preventive Maintenance
Biosciences Partnership Building | BSPB-79623 | Annual, Air Handler Unit | 2020-11-30 | HVAC (Heating / Cooling) | Preventive Maintenance
HSEB | HSEB-77979 | Semi-Annual, Water Circulating Pump | 2020-09-28 | Mechanical | Preventive Maintenance
HSEB | HSEB-81953 | Semi-Annual, Water Circulating Pump | 2021-03-29 | Mechanical | Preventive Maintenance
HSEB | HSEB-81954 | Semi-Annual, Water Circulating Pump | 2021-03-29 | Mechanical | Preventive Maintenance
HSEB | HSEB-77983 | Semi-Annual, Water Circulating Pump | 2020-09-28 | Mechanical | Preventive Maintenance
HSEB | HSEB-81462 | Annual, Variable Frequency Drive | 2021-03-01 | Mechanical | Preventive Maintenance
HSEB | HSEB-79707 | Annual, Variable Frequency Drive | 2020-12-07 | Mechanical | Preventive Maintenance
HSEB | HSEB-80210 | Quarterly, Expansion Tank | 2020-12-28 | HVAC (Heating / Cooling) | Preventive Maintenance
HSEB | HSEB-77975 | Quarterly, Expansion Tank | 2020-09-28 | Mechanical | Preventive Maintenance
HSEB | HSEB-81945 | Quarterly, Expansion Tank | 2021-03-29 | Mechanical | Preventive Maintenance
HSEB | HSEB-83904 | Quarterly, Expansion Tank | 2021-06-28 | Mechanical | Preventive Maintenance
Biosciences Partnership Building | BSPB-84052 | Annual, Back Flow Preventer | 2021-07-01 | Plumbing | Preventive Maintenance
Biosciences Partnership Building | BSPB-76294 | Annual, Back Flow Preventer | 2020-07-31 | Plumbing | Preventive Maintenance
Biosciences Partnership Building | BSPB-76295 | Annual, Back Flow Preventer | 2020-07-31 | Plumbing | Preventive Maintenance
Biosciences Partnership Building | BSPB-84053 | Annual, Back Flow Preventer | 2021-07-01 | Plumbing | Preventive Maintenance
Biosciences Partnership Building | BSPB-83703 | Semi-Annual, Lift Dock | 2021-06-01 | Preventive Maintenance | Preventive Maintenance
Biosciences Partnership Building | BSPB-79940 | Semi-Annual, Lift Dock | 2020-12-01 | Preventive Maintenance | Preventive Maintenance
Biosciences Partnership Building | BSPB-79967 | Weekly, Emergency Generator Set | 2020-12-04 | Mechanical | Preventive Maintenance
Biosciences Partnership Building | BSPB-80231 | Monthly, Emergency Generator Set | 2020-12-28 | Mechanical | Preventive Maintenance
Biosciences Partnership Building | BSPB-79698 | Weekly, Emergency Generator Set | 2020-11-13 | Mechanical | Preventive Maintenance
Biosciences Partnership Building | BSPB-79598 | Weekly, Emergency Generator Set | 2020-11-06 | Mechanical | Preventive Maintenance
Biosciences Partnership Building | BSPB-79794 | Weekly, Emergency Generator Set | 2020-11-20 | Mechanical | Preventive Maintenance
Biosciences Partnership Building | BSPB-79894 | Weekly, Emergency Generator Set | 2020-11-27 | Mechanical | Preventive Maintenance
Biosciences Partnership Building | BSPB-79520 | Monthly, Emergency Generator Set | 2020-11-30 | Mechanical | Preventive Maintenance
Biosciences Partnership Building | BSPB-79140 | Weekly, Emergency Generator Set | 2020-10-23 | Mechanical | Preventive Maintenance
Biosciences Partnership Building | BSPB-79225 | Weekly, Emergency Generator Set | 2020-10-30 | Mechanical | Preventive Maintenance
Biosciences Partnership Building | BSPB-78854 | Weekly, Emergency Generator Set | 2020-10-09 | Mechanical | Preventive Maintenance
Biosciences Partnership Building | BSPB-79009 | Weekly, Emergency Generator Set | 2020-10-16 | Mechanical | Preventive Maintenance
Biosciences Partnership Building | BSPB-78782 | Monthly, Emergency Generator Set | 2020-10-28 | Mechanical | Preventive Maintenance
Biosciences Partnership Building | BSPB-78297 | Weekly, Emergency Generator Set | 2020-09-11 | Mechanical | Preventive Maintenance
Biosciences Partnership Building | BSPB-78384 | Weekly, Emergency Generator Set | 2020-09-18 | Mechanical | Preventive Maintenance
Biosciences Partnership Building | BSPB-78464 | Weekly, Emergency Generator Set | 2020-09-25 | Mechanical | Preventive Maintenance
Biosciences Partnership Building | BSPB-78550 | Weekly, Emergency Generator Set | 2020-10-02 | Mechanical | Preventive Maintenance
Biosciences Partnership Building | BSPB-76553 | Weekly, Emergency Generator Set | 2020-07-03 | Mechanical | Preventive Maintenance
Biosciences Partnership Building | BSPB-76693 | Monthly, Emergency Generator Set | 2020-07-28 | Mechanical | Preventive Maintenance
Biosciences Partnership Building | BSPB-76848 | Weekly, Emergency Generator Set | 2020-07-17 | Mechanical | Preventive Maintenance
Biosciences Partnership Building | BSPB-76755 | Weekly, Emergency Generator Set | 2020-07-10 | Mechanical | Preventive Maintenance
Biosciences Partnership Building | BSPB-77011 | Weekly, Emergency Generator Set | 2020-07-31 | Mechanical | Preventive Maintenance
Biosciences Partnership Building | BSPB-76934 | Weekly, Emergency Generator Set | 2020-07-24 | Mechanical | Preventive Maintenance
Biosciences Partnership Building | BSPB-77994 | Monthly, Emergency Generator Set | 2020-09-28 | Mechanical | Preventive Maintenance
Biosciences Partnership Building | BSPB-77289 | Monthly, Emergency Generator Set | 2020-08-28 | Mechanical | Preventive Maintenance
Biosciences Partnership Building | BSPB-77361 | Weekly, Emergency Generator Set | 2020-08-07 | Mechanical | Preventive Maintenance
Biosciences Partnership Building | BSPB-77445 | Weekly, Emergency Generator Set | 2020-08-14 | Mechanical | Preventive Maintenance
Biosciences Partnership Building | BSPB-77541 | Weekly, Emergency Generator Set | 2020-08-21 | Mechanical | Preventive Maintenance
Biosciences Partnership Building | BSPB-77667 | Weekly, Emergency Generator Set | 2020-08-28 | Mechanical | Preventive Maintenance
Biosciences Partnership Building | BSPB-77797 | Weekly, Emergency Generator Set | 2020-09-04 | Mechanical | Preventive Maintenance
Biosciences Partnership Building | BSPB-83609 | Weekly, Emergency Generator Set | 2021-05-28 | Mechanical | Preventive Maintenance
Biosciences Partnership Building | BSPB-83746 | Weekly, Emergency Generator Set | 2021-06-04 | Mechanical | Preventive Maintenance
Biosciences Partnership Building | BSPB-83289 | Weekly, Emergency Generator Set | 2021-05-07 | Mechanical | Preventive Maintenance
Biosciences Partnership Building | BSPB-83396 | Weekly, Emergency Generator Set | 2021-05-14 | Mechanical | Preventive Maintenance
Biosciences Partnership Building | BSPB-83501 | Weekly, Emergency Generator Set | 2021-05-21 | Mechanical | Preventive Maintenance
Biosciences Partnership Building | BSPB-83917 | Monthly, Emergency Generator Set | 2021-06-28 | Mechanical | Preventive Maintenance
Biosciences Partnership Building | BSPB-84115 | Weekly, Emergency Generator Set | 2021-06-11 | Mechanical | Preventive Maintenance
Biosciences Partnership Building | BSPB-84208 | Weekly, Emergency Generator Set | 2021-06-18 | Mechanical | Preventive Maintenance
Biosciences Partnership Building | BSPB-84309 | Weekly, Emergency Generator Set | 2021-06-25 | Mechanical | Preventive Maintenance
Biosciences Partnership Building | BSPB-82928 | Weekly, Emergency Generator Set | 2021-04-30 | Mechanical | Preventive Maintenance
Biosciences Partnership Building | BSPB-82822 | Weekly, Emergency Generator Set | 2021-04-23 | Mechanical | Preventive Maintenance
Biosciences Partnership Building | BSPB-82731 | Weekly, Emergency Generator Set | 2021-04-16 | Mechanical | Preventive Maintenance
Biosciences Partnership Building | BSPB-83196 | Monthly, Emergency Generator Set | 2021-05-28 | Mechanical | Preventive Maintenance
Biosciences Partnership Building | BSPB-82406 | Weekly, Emergency Generator Set | 2021-04-02 | Mechanical | Preventive Maintenance
Biosciences Partnership Building | BSPB-82247 | Weekly, Emergency Generator Set | 2021-03-19 | Mechanical | Preventive Maintenance
Biosciences Partnership Building | BSPB-82317 | Weekly, Emergency Generator Set | 2021-03-26 | Mechanical | Preventive Maintenance
Biosciences Partnership Building | BSPB-82576 | Monthly, Emergency Generator Set | 2021-04-28 | Mechanical | Preventive Maintenance
Biosciences Partnership Building | BSPB-82653 | Weekly, Emergency Generator Set | 2021-04-09 | Mechanical | Preventive Maintenance
Biosciences Partnership Building | BSPB-81957 | Monthly, Emergency Generator Set | 2021-03-29 | Mechanical | Preventive Maintenance
Biosciences Partnership Building | BSPB-81967 | Weekly, Emergency Generator Set | 2021-03-05 | Mechanical | Preventive Maintenance
Biosciences Partnership Building | BSPB-82146 | Weekly, Emergency Generator Set | 2021-03-12 | Mechanical | Preventive Maintenance
Biosciences Partnership Building | BSPB-81525 | Weekly, Emergency Generator Set | 2021-02-12 | Mechanical | Preventive Maintenance
Biosciences Partnership Building | BSPB-81600 | Weekly, Emergency Generator Set | 2021-02-19 | Mechanical | Preventive Maintenance
Biosciences Partnership Building | BSPB-81686 | Weekly, Emergency Generator Set | 2021-02-26 | Mechanical | Preventive Maintenance
Biosciences Partnership Building | BSPB-81361 | Monthly, Emergency Generator Set | 2021-03-01 | Mechanical | Preventive Maintenance
Biosciences Partnership Building | BSPB-81367 | Weekly, Emergency Generator Set | 2021-02-05 | Mechanical | Preventive Maintenance
Biosciences Partnership Building | BSPB-81100 | Weekly, Emergency Generator Set | 2021-01-29 | Mechanical | Preventive Maintenance
Biosciences Partnership Building | BSPB-81037 | Weekly, Emergency Generator Set | 2021-01-22 | Mechanical | Preventive Maintenance
Biosciences Partnership Building | BSPB-80765 | Monthly, Emergency Generator Set | 2021-01-28 | Mechanical | Preventive Maintenance
Biosciences Partnership Building | BSPB-80807 | Annual, Emergency Generator Set | 2021-02-01 | Mechanical | Preventive Maintenance
Biosciences Partnership Building | BSPB-80813 | Weekly, Emergency Generator Set | 2021-01-08 | Mechanical | Preventive Maintenance
Biosciences Partnership Building | BSPB-80944 | Weekly, Emergency Generator Set | 2021-01-15 | Mechanical | Preventive Maintenance
Biosciences Partnership Building | BSPB-80590 | Weekly, Emergency Generator Set | 2021-01-01 | Mechanical | Preventive Maintenance
Biosciences Partnership Building | BSPB-80354 | Weekly, Emergency Generator Set | 2020-12-11 | Mechanical | Preventive Maintenance
Biosciences Partnership Building | BSPB-80534 | Weekly, Emergency Generator Set | 2020-12-25 | Mechanical | Preventive Maintenance
Biosciences Partnership Building | BSPB-80451 | Weekly, Emergency Generator Set | 2020-12-18 | Mechanical | Preventive Maintenance
Biosciences Partnership Building | BSPB-80452 | Weekly, Emergency Generator Set | 2020-12-18 | Mechanical | Preventive Maintenance
Biosciences Partnership Building | BSPB-80535 | Weekly, Emergency Generator Set | 2020-12-25 | Mechanical | Preventive Maintenance
Biosciences Partnership Building | BSPB-80355 | Weekly, Emergency Generator Set | 2020-12-11 | Mechanical | Preventive Maintenance
Biosciences Partnership Building | BSPB-80591 | Weekly, Emergency Generator Set | 2021-01-01 | Mechanical | Preventive Maintenance
Biosciences Partnership Building | BSPB-80945 | Weekly, Emergency Generator Set | 2021-01-15 | Mechanical | Preventive Maintenance
Biosciences Partnership Building | BSPB-80814 | Weekly, Emergency Generator Set | 2021-01-08 | Mechanical | Preventive Maintenance
Biosciences Partnership Building | BSPB-80808 | Annual, Emergency Generator Set | 2021-02-01 | Mechanical | Preventive Maintenance
Biosciences Partnership Building | BSPB-80766 | Monthly, Emergency Generator Set | 2021-01-28 | Mechanical | Preventive Maintenance
Biosciences Partnership Building | BSPB-81038 | Weekly, Emergency Generator Set | 2021-01-22 | Mechanical | Preventive Maintenance
Biosciences Partnership Building | BSPB-81101 | Weekly, Emergency Generator Set | 2021-01-29 | Mechanical | Preventive Maintenance
Biosciences Partnership Building | BSPB-81368 | Weekly, Emergency Generator Set | 2021-02-05 | Mechanical | Preventive Maintenance
Biosciences Partnership Building | BSPB-81362 | Monthly, Emergency Generator Set | 2021-03-01 | Mechanical | Preventive Maintenance
Biosciences Partnership Building | BSPB-81687 | Weekly, Emergency Generator Set | 2021-02-26 | Mechanical | Preventive Maintenance
Biosciences Partnership Building | BSPB-81601 | Weekly, Emergency Generator Set | 2021-02-19 | Mechanical | Preventive Maintenance
Biosciences Partnership Building | BSPB-81526 | Weekly, Emergency Generator Set | 2021-02-12 | Mechanical | Preventive Maintenance
Biosciences Partnership Building | BSPB-82147 | Weekly, Emergency Generator Set | 2021-03-12 | Mechanical | Preventive Maintenance
Biosciences Partnership Building | BSPB-81968 | Weekly, Emergency Generator Set | 2021-03-05 | Mechanical | Preventive Maintenance
Biosciences Partnership Building | BSPB-81962 | Monthly, Emergency Generator Set | 2021-03-29 | Mechanical | Preventive Maintenance
Biosciences Partnership Building | BSPB-82654 | Weekly, Emergency Generator Set | 2021-04-09 | Mechanical | Preventive Maintenance
Biosciences Partnership Building | BSPB-82577 | Monthly, Emergency Generator Set | 2021-04-28 | Mechanical | Preventive Maintenance
Biosciences Partnership Building | BSPB-82318 | Weekly, Emergency Generator Set | 2021-03-26 | Mechanical | Preventive Maintenance
Biosciences Partnership Building | BSPB-82248 | Weekly, Emergency Generator Set | 2021-03-19 | Mechanical | Preventive Maintenance
Biosciences Partnership Building | BSPB-82407 | Weekly, Emergency Generator Set | 2021-04-02 | Mechanical | Preventive Maintenance
Biosciences Partnership Building | BSPB-83197 | Monthly, Emergency Generator Set | 2021-05-28 | Mechanical | Preventive Maintenance
Biosciences Partnership Building | BSPB-82732 | Weekly, Emergency Generator Set | 2021-04-16 | Mechanical | Preventive Maintenance
Biosciences Partnership Building | BSPB-82823 | Weekly, Emergency Generator Set | 2021-04-23 | Mechanical | Preventive Maintenance
Biosciences Partnership Building | BSPB-82929 | Weekly, Emergency Generator Set | 2021-04-30 | Mechanical | Preventive Maintenance
Biosciences Partnership Building | BSPB-84310 | Weekly, Emergency Generator Set | 2021-06-25 | Mechanical | Preventive Maintenance
Biosciences Partnership Building | BSPB-84209 | Weekly, Emergency Generator Set | 2021-06-18 | Mechanical | Preventive Maintenance
Biosciences Partnership Building | BSPB-84116 | Weekly, Emergency Generator Set | 2021-06-11 | Mechanical | Preventive Maintenance
Biosciences Partnership Building | BSPB-83918 | Monthly, Emergency Generator Set | 2021-06-28 | Mechanical | Preventive Maintenance
Biosciences Partnership Building | BSPB-83502 | Weekly, Emergency Generator Set | 2021-05-21 | Mechanical | Preventive Maintenance
Biosciences Partnership Building | BSPB-83397 | Weekly, Emergency Generator Set | 2021-05-14 | Mechanical | Preventive Maintenance
Biosciences Partnership Building | BSPB-83290 | Weekly, Emergency Generator Set | 2021-05-07 | Mechanical | Preventive Maintenance
Biosciences Partnership Building | BSPB-83747 | Weekly, Emergency Generator Set | 2021-06-04 | Mechanical | Preventive Maintenance
Biosciences Partnership Building | BSPB-83610 | Weekly, Emergency Generator Set | 2021-05-28 | Mechanical | Preventive Maintenance
Biosciences Partnership Building | BSPB-77798 | Weekly, Emergency Generator Set | 2020-09-04 | Mechanical | Preventive Maintenance
Biosciences Partnership Building | BSPB-77668 | Weekly, Emergency Generator Set | 2020-08-28 | Mechanical | Preventive Maintenance
Biosciences Partnership Building | BSPB-77542 | Weekly, Emergency Generator Set | 2020-08-21 | Mechanical | Preventive Maintenance
Biosciences Partnership Building | BSPB-77446 | Weekly, Emergency Generator Set | 2020-08-14 | Mechanical | Preventive Maintenance
Biosciences Partnership Building | BSPB-77362 | Weekly, Emergency Generator Set | 2020-08-07 | Mechanical | Preventive Maintenance
Biosciences Partnership Building | BSPB-77290 | Monthly, Emergency Generator Set | 2020-08-28 | Mechanical | Preventive Maintenance
Biosciences Partnership Building | BSPB-77995 | Monthly, Emergency Generator Set | 2020-09-28 | Mechanical | Preventive Maintenance
Biosciences Partnership Building | BSPB-76935 | Weekly, Emergency Generator Set | 2020-07-24 | Mechanical | Preventive Maintenance
Biosciences Partnership Building | BSPB-77012 | Weekly, Emergency Generator Set | 2020-07-31 | Mechanical | Preventive Maintenance
Biosciences Partnership Building | BSPB-76756 | Weekly, Emergency Generator Set | 2020-07-10 | Mechanical | Preventive Maintenance
Biosciences Partnership Building | BSPB-76849 | Weekly, Emergency Generator Set | 2020-07-17 | Mechanical | Preventive Maintenance
Biosciences Partnership Building | BSPB-76694 | Monthly, Emergency Generator Set | 2020-07-28 | Mechanical | Preventive Maintenance
Biosciences Partnership Building | BSPB-76554 | Weekly, Emergency Generator Set | 2020-07-03 | Mechanical | Preventive Maintenance
Biosciences Partnership Building | BSPB-78551 | Weekly, Emergency Generator Set | 2020-10-02 | Mechanical | Preventive Maintenance
Biosciences Partnership Building | BSPB-78465 | Weekly, Emergency Generator Set | 2020-09-25 | Mechanical | Preventive Maintenance
Biosciences Partnership Building | BSPB-78385 | Weekly, Emergency Generator Set | 2020-09-18 | Mechanical | Preventive Maintenance
Biosciences Partnership Building | BSPB-78298 | Weekly, Emergency Generator Set | 2020-09-11 | Mechanical | Preventive Maintenance
Biosciences Partnership Building | BSPB-78783 | Monthly, Emergency Generator Set | 2020-10-28 | Mechanical | Preventive Maintenance
Biosciences Partnership Building | BSPB-79010 | Weekly, Emergency Generator Set | 2020-10-16 | Mechanical | Preventive Maintenance
Biosciences Partnership Building | BSPB-78855 | Weekly, Emergency Generator Set | 2020-10-09 | Mechanical | Preventive Maintenance
Biosciences Partnership Building | BSPB-79226 | Weekly, Emergency Generator Set | 2020-10-30 | Mechanical | Preventive Maintenance
Biosciences Partnership Building | BSPB-79141 | Weekly, Emergency Generator Set | 2020-10-23 | Mechanical | Preventive Maintenance
Biosciences Partnership Building | BSPB-79521 | Monthly, Emergency Generator Set | 2020-11-30 | Mechanical | Preventive Maintenance
Biosciences Partnership Building | BSPB-79895 | Weekly, Emergency Generator Set | 2020-11-27 | Mechanical | Preventive Maintenance
Biosciences Partnership Building | BSPB-79795 | Weekly, Emergency Generator Set | 2020-11-20 | Mechanical | Preventive Maintenance
Biosciences Partnership Building | BSPB-79599 | Weekly, Emergency Generator Set | 2020-11-06 | Mechanical | Preventive Maintenance
Biosciences Partnership Building | BSPB-79699 | Weekly, Emergency Generator Set | 2020-11-13 | Mechanical | Preventive Maintenance
Biosciences Partnership Building | BSPB-80232 | Monthly, Emergency Generator Set | 2020-12-28 | Mechanical | Preventive Maintenance
Biosciences Partnership Building | BSPB-79968 | Weekly, Emergency Generator Set | 2020-12-04 | Mechanical | Preventive Maintenance
Biosciences Partnership Building | BSPB-79394 | Quarterly, Exhaust Fan | 2020-11-30 | HVAC (Heating / Cooling) | Preventive Maintenance
Biosciences Partnership Building | BSPB-79071 | Annual, Exhaust Fan | 2020-11-12 | HVAC (Heating / Cooling) | Preventive Maintenance
Biosciences Partnership Building | BSPB-77186 | Quarterly, Exhaust Fan | 2020-08-28 | HVAC (Heating / Cooling) | Preventive Maintenance
Biosciences Partnership Building | BSPB-83073 | Quarterly, Exhaust Fan | 2021-05-28 | HVAC (Heating / Cooling) | Preventive Maintenance
Biosciences Partnership Building | BSPB-81261 | Quarterly, Exhaust Fan | 2021-03-01 | HVAC (Heating / Cooling) | Preventive Maintenance
Biosciences Partnership Building | BSPB-81262 | Quarterly, Exhaust Fan | 2021-03-01 | HVAC (Heating / Cooling) | Preventive Maintenance
Biosciences Partnership Building | BSPB-83101 | Quarterly, Exhaust Fan | 2021-05-28 | HVAC (Heating / Cooling) | Preventive Maintenance
Biosciences Partnership Building | BSPB-77187 | Quarterly, Exhaust Fan | 2020-08-28 | HVAC (Heating / Cooling) | Preventive Maintenance
Biosciences Partnership Building | BSPB-79072 | Annual, Exhaust Fan | 2020-11-12 | HVAC (Heating / Cooling) | Preventive Maintenance
Biosciences Partnership Building | BSPB-79422 | Quarterly, Exhaust Fan | 2020-11-30 | HVAC (Heating / Cooling) | Preventive Maintenance
Biosciences Partnership Building | BSPB-79480 | Quarterly, Fan Coil Unit | 2020-11-30 | HVAC (Heating / Cooling) | Preventive Maintenance
Biosciences Partnership Building | BSPB-79106 | Annual, Fan Coil Unit | 2020-11-12 | HVAC (Heating / Cooling) | Preventive Maintenance
Biosciences Partnership Building | BSPB-77256 | Quarterly, Fan Coil Unit | 2020-08-28 | HVAC (Heating / Cooling) | Preventive Maintenance
Biosciences Partnership Building | BSPB-83159 | Quarterly, Fan Coil Unit | 2021-05-28 | HVAC (Heating / Cooling) | Preventive Maintenance
Biosciences Partnership Building | BSPB-81326 | Quarterly, Fan Coil Unit | 2021-03-01 | HVAC (Heating / Cooling) | Preventive Maintenance
Biosciences Partnership Building | BSPB-81341 | Quarterly, Expansion Tank | 2021-03-01 | Mechanical | Preventive Maintenance
Biosciences Partnership Building | BSPB-83181 | Quarterly, Expansion Tank | 2021-05-28 | Mechanical | Preventive Maintenance
Biosciences Partnership Building | BSPB-77278 | Quarterly, Expansion Tank | 2020-08-28 | Mechanical | Preventive Maintenance
Biosciences Partnership Building | BSPB-79502 | Quarterly, Expansion Tank | 2020-11-30 | Mechanical | Preventive Maintenance
Biosciences Partnership Building | BSPB-79503 | Quarterly, Expansion Tank | 2020-11-30 | Mechanical | Preventive Maintenance
Biosciences Partnership Building | BSPB-77279 | Quarterly, Expansion Tank | 2020-08-28 | Mechanical | Preventive Maintenance
Biosciences Partnership Building | BSPB-83182 | Quarterly, Expansion Tank | 2021-05-28 | Mechanical | Preventive Maintenance
Biosciences Partnership Building | BSPB-81349 | Quarterly, Expansion Tank | 2021-03-01 | Mechanical | Preventive Maintenance
Biosciences Partnership Building | BSPB-81210 | Quarterly, Air Handler Unit | 2021-03-01 | HVAC (Heating / Cooling) | Preventive Maintenance
Biosciences Partnership Building | BSPB-83058 | Quarterly, Air Handler Unit | 2021-05-28 | HVAC (Heating / Cooling) | Preventive Maintenance
Biosciences Partnership Building | BSPB-77148 | Quarterly, Air Handler Unit | 2020-08-28 | HVAC (Heating / Cooling) | Preventive Maintenance
Biosciences Partnership Building | BSPB-79624 | Annual, Air Handler Unit | 2020-11-30 | HVAC (Heating / Cooling) | Preventive Maintenance
Biosciences Partnership Building | BSPB-79379 | Quarterly, Air Handler Unit | 2020-11-30 | HVAC (Heating / Cooling) | Preventive Maintenance
Biosciences Partnership Building | BSPB-78898 | Annual, Variable Frequency Drive | 2020-11-02 | Mechanical | Preventive Maintenance
Biosciences Partnership Building | BSPB-78899 | Annual, Variable Frequency Drive | 2020-11-02 | Mechanical | Preventive Maintenance
Biosciences Partnership Building | BSPB-78900 | Annual, Variable Frequency Drive | 2020-11-02 | Mechanical | Preventive Maintenance
Biosciences Partnership Building | BSPB-78901 | Annual, Variable Frequency Drive | 2020-11-02 | Mechanical | Preventive Maintenance
Biosciences Partnership Building | BSPB-79107 | Annual, Fan Coil Unit | 2020-11-12 | HVAC (Heating / Cooling) | Preventive Maintenance
Biosciences Partnership Building | BSPB-79481 | Quarterly, Fan Coil Unit | 2020-11-30 | HVAC (Heating / Cooling) | Preventive Maintenance
Biosciences Partnership Building | BSPB-77257 | Quarterly, Fan Coil Unit | 2020-08-28 | HVAC (Heating / Cooling) | Preventive Maintenance
Biosciences Partnership Building | BSPB-83160 | Quarterly, Fan Coil Unit | 2021-05-28 | HVAC (Heating / Cooling) | Preventive Maintenance
Biosciences Partnership Building | BSPB-81327 | Quarterly, Fan Coil Unit | 2021-03-01 | HVAC (Heating / Cooling) | Preventive Maintenance
Biosciences Partnership Building | BSPB-81328 | Quarterly, Fan Coil Unit | 2021-03-01 | HVAC (Heating / Cooling) | Preventive Maintenance
Biosciences Partnership Building | BSPB-83161 | Quarterly, Fan Coil Unit | 2021-05-28 | HVAC (Heating / Cooling) | Preventive Maintenance
Biosciences Partnership Building | BSPB-77258 | Quarterly, Fan Coil Unit | 2020-08-28 | HVAC (Heating / Cooling) | Preventive Maintenance
Biosciences Partnership Building | BSPB-79482 | Quarterly, Fan Coil Unit | 2020-11-30 | HVAC (Heating / Cooling) | Preventive Maintenance
Biosciences Partnership Building | BSPB-79108 | Annual, Fan Coil Unit | 2020-11-12 | HVAC (Heating / Cooling) | Preventive Maintenance
Biosciences Partnership Building | BSPB-79109 | Annual, Fan Coil Unit | 2020-11-12 | HVAC (Heating / Cooling) | Preventive Maintenance
Biosciences Partnership Building | BSPB-79483 | Quarterly, Fan Coil Unit | 2020-11-30 | HVAC (Heating / Cooling) | Preventive Maintenance
Biosciences Partnership Building | BSPB-77259 | Quarterly, Fan Coil Unit | 2020-08-28 | HVAC (Heating / Cooling) | Preventive Maintenance
Biosciences Partnership Building | BSPB-83162 | Quarterly, Fan Coil Unit | 2021-05-28 | HVAC (Heating / Cooling) | Preventive Maintenance
Biosciences Partnership Building | BSPB-81329 | Quarterly, Fan Coil Unit | 2021-03-01 | HVAC (Heating / Cooling) | Preventive Maintenance
Biosciences Partnership Building | BSPB-81330 | Quarterly, Fan Coil Unit | 2021-03-01 | HVAC (Heating / Cooling) | Preventive Maintenance
Biosciences Partnership Building | BSPB-83163 | Quarterly, Fan Coil Unit | 2021-05-28 | HVAC (Heating / Cooling) | Preventive Maintenance
Biosciences Partnership Building | BSPB-77260 | Quarterly, Fan Coil Unit | 2020-08-28 | HVAC (Heating / Cooling) | Preventive Maintenance
Biosciences Partnership Building | BSPB-79484 | Quarterly, Fan Coil Unit | 2020-11-30 | HVAC (Heating / Cooling) | Preventive Maintenance
Biosciences Partnership Building | BSPB-79110 | Annual, Fan Coil Unit | 2020-11-12 | HVAC (Heating / Cooling) | Preventive Maintenance
Biosciences Partnership Building | BSPB-79380 | Quarterly, Air Handler Unit | 2020-11-30 | HVAC (Heating / Cooling) | Preventive Maintenance
Biosciences Partnership Building | BSPB-79625 | Annual, Air Handler Unit | 2020-11-30 | HVAC (Heating / Cooling) | Preventive Maintenance
Biosciences Partnership Building | BSPB-77149 | Quarterly, Air Handler Unit | 2020-08-28 | HVAC (Heating / Cooling) | Preventive Maintenance
Biosciences Partnership Building | BSPB-83059 | Quarterly, Air Handler Unit | 2021-05-28 | HVAC (Heating / Cooling) | Preventive Maintenance
Biosciences Partnership Building | BSPB-81211 | Quarterly, Air Handler Unit | 2021-03-01 | HVAC (Heating / Cooling) | Preventive Maintenance
Biosciences Partnership Building | BSPB-80780 | Monthly, Water Softener | 2021-01-28 | Plumbing | Preventive Maintenance
Biosciences Partnership Building | BSPB-80245 | Monthly, Water Softener | 2020-12-28 | Plumbing | Preventive Maintenance
Biosciences Partnership Building | BSPB-81394 | Monthly, Water Softener | 2021-03-01 | Plumbing | Preventive Maintenance
Biosciences Partnership Building | BSPB-81983 | Monthly, Water Softener | 2021-03-29 | Plumbing | Preventive Maintenance
Biosciences Partnership Building | BSPB-83209 | Monthly, Water Softener | 2021-05-28 | Plumbing | Preventive Maintenance
Biosciences Partnership Building | BSPB-82586 | Monthly, Water Softener | 2021-04-28 | Plumbing | Preventive Maintenance
Biosciences Partnership Building | BSPB-83927 | Monthly, Water Softener | 2021-06-28 | Plumbing | Preventive Maintenance
Biosciences Partnership Building | BSPB-76708 | Monthly, Water Softener | 2020-07-28 | Plumbing | Preventive Maintenance
Biosciences Partnership Building | BSPB-78210 | Monthly, Water Softener | 2020-09-28 | Plumbing | Preventive Maintenance
Biosciences Partnership Building | BSPB-77303 | Monthly, Water Softener | 2020-08-28 | Plumbing | Preventive Maintenance
Biosciences Partnership Building | BSPB-79533 | Monthly, Water Softener | 2020-11-30 | Plumbing | Preventive Maintenance
Biosciences Partnership Building | BSPB-78794 | Monthly, Water Softener | 2020-10-28 | Plumbing | Preventive Maintenance
Biosciences Partnership Building | BSPB-78795 | Monthly, Water Softener | 2020-10-28 | Plumbing | Preventive Maintenance
Biosciences Partnership Building | BSPB-79536 | Monthly, Water Softener | 2020-11-30 | Plumbing | Preventive Maintenance
Biosciences Partnership Building | BSPB-77304 | Monthly, Water Softener | 2020-08-28 | Plumbing | Preventive Maintenance
Biosciences Partnership Building | BSPB-78211 | Monthly, Water Softener | 2020-09-28 | Plumbing | Preventive Maintenance
Biosciences Partnership Building | BSPB-76711 | Monthly, Water Softener | 2020-07-28 | Plumbing | Preventive Maintenance
Biosciences Partnership Building | BSPB-83930 | Monthly, Water Softener | 2021-06-28 | Plumbing | Preventive Maintenance
Biosciences Partnership Building | BSPB-82589 | Monthly, Water Softener | 2021-04-28 | Plumbing | Preventive Maintenance
Biosciences Partnership Building | BSPB-83212 | Monthly, Water Softener | 2021-05-28 | Plumbing | Preventive Maintenance
Biosciences Partnership Building | BSPB-81984 | Monthly, Water Softener | 2021-03-29 | Plumbing | Preventive Maintenance
Biosciences Partnership Building | BSPB-81395 | Monthly, Water Softener | 2021-03-01 | Plumbing | Preventive Maintenance
Biosciences Partnership Building | BSPB-80246 | Monthly, Water Softener | 2020-12-28 | Plumbing | Preventive Maintenance
Biosciences Partnership Building | BSPB-80783 | Monthly, Water Softener | 2021-01-28 | Plumbing | Preventive Maintenance
Biosciences Partnership Building | BSPB-78902 | Annual, Variable Frequency Drive | 2020-11-02 | Mechanical | Preventive Maintenance
Biosciences Partnership Building | BSPB-78903 | Annual, Variable Frequency Drive | 2020-11-02 | Mechanical | Preventive Maintenance
Biosciences Partnership Building | BSPB-78904 | Annual, Variable Frequency Drive | 2020-11-02 | Mechanical | Preventive Maintenance
Biosciences Partnership Building | BSPB-78905 | Annual, Variable Frequency Drive | 2020-11-02 | Mechanical | Preventive Maintenance
Biosciences Partnership Building | BSPB-82791 | Annual, Drinking Fountain | 2021-05-13 | Plumbing | Preventive Maintenance
Biosciences Partnership Building | BSPB-82792 | Annual, Drinking Fountain | 2021-05-13 | Plumbing | Preventive Maintenance
Biosciences Partnership Building | BSPB-82793 | Annual, Drinking Fountain | 2021-05-13 | Plumbing | Preventive Maintenance
Biosciences Partnership Building | BSPB-82794 | Annual, Drinking Fountain | 2021-05-13 | Plumbing | Preventive Maintenance
Biosciences Partnership Building | BSPB-82795 | Annual, Drinking Fountain | 2021-05-13 | Plumbing | Preventive Maintenance
Biosciences Partnership Building | BSPB-82796 | Annual, Drinking Fountain | 2021-05-13 | Plumbing | Preventive Maintenance
Biosciences Partnership Building | BSPB-82797 | Annual, Drinking Fountain | 2021-05-13 | Plumbing | Preventive Maintenance
Biosciences Partnership Building | BSPB-82817 | Weekly,Medical Air Compressor | 2021-04-23 | Mechanical | Preventive Maintenance
Biosciences Partnership Building | BSPB-82923 | Weekly,Medical Air Compressor | 2021-04-30 | Mechanical | Preventive Maintenance
Biosciences Partnership Building | BSPB-82726 | Weekly,Medical Air Compressor | 2021-04-16 | Mechanical | Preventive Maintenance
Biosciences Partnership Building | BSPB-82648 | Weekly,Medical Air Compressor | 2021-04-09 | Mechanical | Preventive Maintenance
Biosciences Partnership Building | BSPB-82242 | Weekly,Medical Air Compressor | 2021-03-19 | Mechanical | Preventive Maintenance
Biosciences Partnership Building | BSPB-82312 | Weekly,Medical Air Compressor | 2021-03-26 | Mechanical | Preventive Maintenance
Biosciences Partnership Building | BSPB-82401 | Weekly,Medical Air Compressor | 2021-04-02 | Mechanical | Preventive Maintenance
Biosciences Partnership Building | BSPB-84110 | Weekly,Medical Air Compressor | 2021-06-11 | Mechanical | Preventive Maintenance
Biosciences Partnership Building | BSPB-84203 | Weekly,Medical Air Compressor | 2021-06-18 | Mechanical | Preventive Maintenance
Biosciences Partnership Building | BSPB-84304 | Weekly,Medical Air Compressor | 2021-06-25 | Mechanical | Preventive Maintenance
Biosciences Partnership Building | BSPB-83741 | Weekly,Medical Air Compressor | 2021-06-04 | Mechanical | Preventive Maintenance
Biosciences Partnership Building | BSPB-83284 | Weekly,Medical Air Compressor | 2021-05-07 | Mechanical | Preventive Maintenance
Biosciences Partnership Building | BSPB-83391 | Weekly,Medical Air Compressor | 2021-05-14 | Mechanical | Preventive Maintenance
Biosciences Partnership Building | BSPB-83496 | Weekly,Medical Air Compressor | 2021-05-21 | Mechanical | Preventive Maintenance
Biosciences Partnership Building | BSPB-83604 | Weekly,Medical Air Compressor | 2021-05-28 | Mechanical | Preventive Maintenance
Biosciences Partnership Building | BSPB-80806 | Weekly,Medical Air Compressor | 2021-01-08 | Mechanical | Preventive Maintenance
Biosciences Partnership Building | BSPB-81032 | Weekly,Medical Air Compressor | 2021-01-22 | Mechanical | Preventive Maintenance
Biosciences Partnership Building | BSPB-80939 | Weekly,Medical Air Compressor | 2021-01-15 | Mechanical | Preventive Maintenance
Biosciences Partnership Building | BSPB-81095 | Weekly,Medical Air Compressor | 2021-01-29 | Mechanical | Preventive Maintenance
Biosciences Partnership Building | BSPB-80349 | Weekly,Medical Air Compressor | 2020-12-11 | Mechanical | Preventive Maintenance
Biosciences Partnership Building | BSPB-80585 | Weekly,Medical Air Compressor | 2021-01-01 | Mechanical | Preventive Maintenance
Biosciences Partnership Building | BSPB-80446 | Weekly, Medical Air Compressor | 2020-12-18 | Mechanical | Preventive Maintenance
Biosciences Partnership Building | BSPB-80529 | Weekly,Medical Air Compressor | 2020-12-25 | Mechanical | Preventive Maintenance
Biosciences Partnership Building | BSPB-81350 | Weekly,Medical Air Compressor | 2021-02-05 | Mechanical | Preventive Maintenance
Biosciences Partnership Building | BSPB-81595 | Weekly,Medical Air Compressor | 2021-02-19 | Mechanical | Preventive Maintenance
Biosciences Partnership Building | BSPB-81520 | Weekly,Medical Air Compressor | 2021-02-12 | Mechanical | Preventive Maintenance
Biosciences Partnership Building | BSPB-81617 | Annual, Medical Air Compressor | 2021-02-19 | Mechanical | Preventive Maintenance
Biosciences Partnership Building | BSPB-81681 | Weekly,Medical Air Compressor | 2021-02-26 | Mechanical | Preventive Maintenance
Biosciences Partnership Building | BSPB-82141 | Weekly,Medical Air Compressor | 2021-03-12 | Mechanical | Preventive Maintenance
Biosciences Partnership Building | BSPB-81946 | Weekly,Medical Air Compressor | 2021-03-05 | Mechanical | Preventive Maintenance
Biosciences Partnership Building | BSPB-78849 | Weekly,Medical Air Compressor | 2020-10-09 | Mechanical | Preventive Maintenance
Biosciences Partnership Building | BSPB-79004 | Weekly,Medical Air Compressor | 2020-10-16 | Mechanical | Preventive Maintenance
Biosciences Partnership Building | BSPB-79135 | Weekly,Medical Air Compressor | 2020-10-23 | Mechanical | Preventive Maintenance
Biosciences Partnership Building | BSPB-79220 | Weekly,Medical Air Compressor | 2020-10-30 | Mechanical | Preventive Maintenance
Biosciences Partnership Building | BSPB-78379 | Weekly,Medical Air Compressor | 2020-09-18 | Mechanical | Preventive Maintenance
Biosciences Partnership Building | BSPB-78459 | Weekly,Medical Air Compressor | 2020-09-25 | Mechanical | Preventive Maintenance
Biosciences Partnership Building | BSPB-78545 | Weekly,Medical Air Compressor | 2020-10-02 | Mechanical | Preventive Maintenance
Biosciences Partnership Building | BSPB-79593 | Weekly,Medical Air Compressor | 2020-11-06 | Mechanical | Preventive Maintenance
Biosciences Partnership Building | BSPB-79693 | Weekly,Medical Air Compressor | 2020-11-13 | Mechanical | Preventive Maintenance
Biosciences Partnership Building | BSPB-79889 | Weekly,Medical Air Compressor | 2020-11-27 | Mechanical | Preventive Maintenance
Biosciences Partnership Building | BSPB-79789 | Weekly,Medical Air Compressor | 2020-11-20 | Mechanical | Preventive Maintenance
Biosciences Partnership Building | BSPB-79962 | Weekly,Medical Air Compressor | 2020-12-04 | Mechanical | Preventive Maintenance
Biosciences Partnership Building | BSPB-76548 | Weekly,Medical Air Compressor | 2020-07-03 | Mechanical | Preventive Maintenance
Biosciences Partnership Building | BSPB-76843 | Weekly,Medical Air Compressor | 2020-07-17 | Mechanical | Preventive Maintenance
Biosciences Partnership Building | BSPB-76750 | Weekly,Medical Air Compressor | 2020-07-10 | Mechanical | Preventive Maintenance
Biosciences Partnership Building | BSPB-76929 | Weekly,Medical Air Compressor | 2020-07-24 | Mechanical | Preventive Maintenance
Biosciences Partnership Building | BSPB-77006 | Weekly,Medical Air Compressor | 2020-07-31 | Mechanical | Preventive Maintenance
Biosciences Partnership Building | BSPB-78292 | Weekly,Medical Air Compressor | 2020-09-11 | Mechanical | Preventive Maintenance
Biosciences Partnership Building | BSPB-77356 | Weekly,Medical Air Compressor | 2020-08-07 | CC - HVAC MONITOR | Preventive Maintenance
Biosciences Partnership Building | BSPB-77440 | Weekly,Medical Air Compressor | 2020-08-14 | Mechanical | Preventive Maintenance
Biosciences Partnership Building | BSPB-77536 | Weekly,Medical Air Compressor | 2020-08-21 | Mechanical | Preventive Maintenance
Biosciences Partnership Building | BSPB-77662 | Weekly,Medical Air Compressor | 2020-08-28 | Mechanical | Preventive Maintenance
Biosciences Partnership Building | BSPB-77792 | Weekly,Medical Air Compressor | 2020-09-04 | Mechanical | Preventive Maintenance
Biosciences Partnership Building | BSPB-77305 | Monthly, Water Softener | 2020-08-28 | Plumbing | Preventive Maintenance
Biosciences Partnership Building | BSPB-78212 | Monthly, Water Softener | 2020-09-28 | Plumbing | Preventive Maintenance
Biosciences Partnership Building | BSPB-76712 | Monthly, Water Softener | 2020-07-28 | Plumbing | Preventive Maintenance
Biosciences Partnership Building | BSPB-79537 | Monthly, Water Softener | 2020-11-30 | Plumbing | Preventive Maintenance
Biosciences Partnership Building | BSPB-78796 | Monthly, Water Softener | 2020-10-28 | Plumbing | Preventive Maintenance
Biosciences Partnership Building | BSPB-81985 | Monthly, Water Softener | 2021-03-29 | Plumbing | Preventive Maintenance
Biosciences Partnership Building | BSPB-81396 | Monthly, Water Softener | 2021-03-01 | Plumbing | Preventive Maintenance
Biosciences Partnership Building | BSPB-80247 | Monthly, Water Softener | 2020-12-28 | Plumbing | Preventive Maintenance
Biosciences Partnership Building | BSPB-80784 | Monthly, Water Softener | 2021-01-28 | Plumbing | Preventive Maintenance
Biosciences Partnership Building | BSPB-83931 | Monthly, Water Softener | 2021-06-28 | Plumbing | Preventive Maintenance
Biosciences Partnership Building | BSPB-82590 | Monthly, Water Softener | 2021-04-28 | Plumbing | Preventive Maintenance
Biosciences Partnership Building | BSPB-83213 | Monthly, Water Softener | 2021-05-28 | Plumbing | Preventive Maintenance
Biosciences Partnership Building | BSPB-83164 | Quarterly, Fan Coil Unit | 2021-05-28 | HVAC (Heating / Cooling) | Preventive Maintenance
Biosciences Partnership Building | BSPB-81331 | Quarterly, Fan Coil Unit | 2021-03-01 | HVAC (Heating / Cooling) | Preventive Maintenance
Biosciences Partnership Building | BSPB-79111 | Annual, Fan Coil Unit | 2020-11-12 | HVAC (Heating / Cooling) | Preventive Maintenance
Biosciences Partnership Building | BSPB-79485 | Quarterly, Fan Coil Unit | 2020-11-30 | HVAC (Heating / Cooling) | Preventive Maintenance
Biosciences Partnership Building | BSPB-77261 | Quarterly, Fan Coil Unit | 2020-08-28 | HVAC (Heating / Cooling) | Preventive Maintenance
Biosciences Partnership Building | BSPB-77262 | Quarterly, Fan Coil Unit | 2020-08-28 | HVAC (Heating / Cooling) | Preventive Maintenance
Biosciences Partnership Building | BSPB-79486 | Quarterly, Fan Coil Unit | 2020-11-30 | HVAC (Heating / Cooling) | Preventive Maintenance
Biosciences Partnership Building | BSPB-79112 | Annual, Fan Coil Unit | 2020-11-12 | HVAC (Heating / Cooling) | Preventive Maintenance
Biosciences Partnership Building | BSPB-81332 | Quarterly, Fan Coil Unit | 2021-03-01 | HVAC (Heating / Cooling) | Preventive Maintenance
Biosciences Partnership Building | BSPB-83165 | Quarterly, Fan Coil Unit | 2021-05-28 | HVAC (Heating / Cooling) | Preventive Maintenance
Biosciences Partnership Building | BSPB-83166 | Quarterly, Fan Coil Unit | 2021-05-28 | HVAC (Heating / Cooling) | Preventive Maintenance
Biosciences Partnership Building | BSPB-81333 | Quarterly, Fan Coil Unit | 2021-03-01 | HVAC (Heating / Cooling) | Preventive Maintenance
Biosciences Partnership Building | BSPB-79113 | Annual, Fan Coil Unit | 2020-11-12 | HVAC (Heating / Cooling) | Preventive Maintenance
Biosciences Partnership Building | BSPB-79487 | Quarterly, Fan Coil Unit | 2020-11-30 | HVAC (Heating / Cooling) | Preventive Maintenance
Biosciences Partnership Building | BSPB-77263 | Quarterly, Fan Coil Unit | 2020-08-28 | HVAC (Heating / Cooling) | Preventive Maintenance
Biosciences Partnership Building | BSPB-77264 | Quarterly, Fan Coil Unit | 2020-08-28 | HVAC (Heating / Cooling) | Preventive Maintenance
Biosciences Partnership Building | BSPB-79488 | Quarterly, Fan Coil Unit | 2020-11-30 | HVAC (Heating / Cooling) | Preventive Maintenance
Biosciences Partnership Building | BSPB-78923 | Annual, Fan Coil Unit | 2020-11-02 | HVAC (Heating / Cooling) | Preventive Maintenance
Biosciences Partnership Building | BSPB-81334 | Quarterly, Fan Coil Unit | 2021-03-01 | HVAC (Heating / Cooling) | Preventive Maintenance
Biosciences Partnership Building | BSPB-83167 | Quarterly, Fan Coil Unit | 2021-05-28 | HVAC (Heating / Cooling) | Preventive Maintenance
Biosciences Partnership Building | BSPB-81616 | Annual, Vacuum Pump | 2021-02-19 | Mechanical | Preventive Maintenance
Biosciences Partnership Building | BSPB-81157 | 2 yr Annual, Vacuum Pump | 2021-02-01 | Mechanical | Preventive Maintenance
Biosciences Partnership Building | BSPB-80738 | Semi-Annual, Vacuum Pump | 2021-01-28 | Mechanical | Preventive Maintenance
Biosciences Partnership Building | BSPB-76907 | Change oil on vacuum pumps | 2020-07-23 | HVAC (Heating / Cooling) | HVAC system issue
ABC 1 | ABC1-77116 | Monthly, Safety | 2020-08-31 | Safety | Preventive Maintenance
ABC 1 | ABC1-76581 | Monthly, Administration | 2020-07-31 | Administrative | Preventive Maintenance
ABC 1 | ABC1-76592 | Monthly, Safety | 2020-07-31 | Safety | Preventive Maintenance
ABC 1 | ABC1-75990 | Monthly, Administration | 2020-06-30 | Administrative | Preventive Maintenance
ABC 1 | ABC1-75991 | Monthly, Safety | 2020-06-30 | Safety | Preventive Maintenance
ABC 1 | ABC1-77784 | Monthly, Safety | 2020-09-30 | Safety | Preventive Maintenance
ABC 1 | ABC1-77778 | Monthly, Administration | 2020-09-30 | Administrative | Preventive Maintenance
ABC 1 | ABC1-79330 | Monthly, Safety | 2020-11-30 | Safety | Preventive Maintenance
ABC 1 | ABC1-79324 | Monthly, Administration | 2020-11-30 | Administrative | Preventive Maintenance
ABC 1 | ABC1-78631 | Monthly, Administration | 2020-11-02 | Administrative | Preventive Maintenance
ABC 1 | ABC1-78632 | Monthly, Safety | 2020-11-02 | Safety | Preventive Maintenance
ABC 1 | ABC1-80007 | Monthly, Administration | 2020-12-31 | Administrative | Preventive Maintenance
ABC 1 | ABC1-80013 | Monthly, Safety | 2020-12-31 | Safety | Preventive Maintenance
ABC 1 | ABC1-80653 | Monthly, Safety | 2021-02-01 | Safety | Preventive Maintenance
ABC 1 | ABC1-80647 | Monthly, Administration | 2021-02-01 | Administrative | Preventive Maintenance
ABC 1 | ABC1-81144 | Monthly, Safety | 2021-03-01 | Safety | Preventive Maintenance
ABC 1 | ABC1-81133 | Monthly, Administration | 2021-03-01 | Administrative | Preventive Maintenance
ABC 1 | ABC1-81808 | Monthly, Safety | 2021-03-31 | Safety | Preventive Maintenance
ABC 1 | ABC1-81802 | Monthly, Administration | 2021-03-31 | Administrative | Preventive Maintenance
ABC 1 | ABC1-83030 | Monthly, Safety | 2021-05-31 | Safety | Preventive Maintenance
ABC 1 | ABC1-83024 | Monthly, Administration | 2021-05-31 | Administrative | Preventive Maintenance
ABC 1 | ABC1-82456 | Monthly, Administration | 2021-04-30 | Administrative | Preventive Maintenance
ABC 1 | ABC1-82462 | Monthly, Safety | 2021-04-30 | Safety | Preventive Maintenance
ABC 1 | ABC1-83732 | Monthly, Safety | 2021-06-30 | Safety | Preventive Maintenance
ABC 1 | ABC1-83726 | Monthly, Administration | 2021-06-30 | Administrative | Preventive Maintenance
Biosciences Partnership Building | BSPB-76732 | Annual, Thermostatic Mixing Valve | 2020-07-31 | Plumbing | Preventive Maintenance
Biosciences Partnership Building | BSPB-76733 | Annual, Thermostatic Mixing Valve | 2020-07-31 | Plumbing | Preventive Maintenance
Biosciences Partnership Building | BSPB-76734 | Annual, Thermostatic Mixing Valve | 2020-07-31 | Plumbing | Preventive Maintenance
Biosciences Partnership Building | BSPB-76735 | Annual, Thermostatic Mixing Valve | 2020-07-31 | Plumbing | Preventive Maintenance
Cancer Center | CC-78638 | Semi Annual Filter | 2020-10-05 | HVAC (Heating / Cooling) | Preventive Maintenance
Cancer Center | CC-79281 | Semi Annual Filter | 2020-11-02 | HVAC (Heating / Cooling) | Preventive Maintenance
Cancer Center | CC-82965 | Semi Annual Filter | 2021-05-03 | HVAC (Heating / Cooling) | Preventive Maintenance
Cancer Center | CC-82966 | Semi Annual Filter | 2021-05-03 | HVAC (Heating / Cooling) | Preventive Maintenance
Cancer Center | CC-79282 | Semi Annual Filter | 2020-11-02 | HVAC (Heating / Cooling) | Preventive Maintenance
Cancer Center | CC-78639 | Semi Annual Filter | 2020-10-05 | HVAC (Heating / Cooling) | Preventive Maintenance
Cancer Center | CC-78640 | Semi Annual Filter | 2020-10-05 | HVAC (Heating / Cooling) | Preventive Maintenance
Cancer Center | CC-79283 | Semi Annual Filter | 2020-11-02 | HVAC (Heating / Cooling) | Preventive Maintenance
Cancer Center | CC-82967 | Semi Annual Filter | 2021-05-03 | HVAC (Heating / Cooling) | Preventive Maintenance
Cancer Center | CC-82968 | Semi Annual Filter | 2021-05-03 | HVAC (Heating / Cooling) | Preventive Maintenance
Cancer Center | CC-79284 | Semi Annual Filter | 2020-11-02 | HVAC (Heating / Cooling) | Preventive Maintenance
Cancer Center | CC-78641 | Semi Annual Filter | 2020-10-05 | HVAC (Heating / Cooling) | Preventive Maintenance
Cancer Center | CC-78642 | Semi Annual Filter | 2020-10-05 | HVAC (Heating / Cooling) | Preventive Maintenance
Cancer Center | CC-79285 | Semi Annual Filter | 2020-11-02 | HVAC (Heating / Cooling) | Preventive Maintenance
Cancer Center | CC-82969 | Semi Annual Filter | 2021-05-03 | HVAC (Heating / Cooling) | Preventive Maintenance
Cancer Center | CC-82970 | Semi Annual Filter | 2021-05-03 | HVAC (Heating / Cooling) | Preventive Maintenance
Cancer Center | CC-79286 | Semi Annual Filter | 2020-11-02 | HVAC (Heating / Cooling) | Preventive Maintenance
Cancer Center | CC-78643 | Semi Annual Filter | 2020-10-05 | HVAC (Heating / Cooling) | Preventive Maintenance
Cancer Center | CC-78644 | Semi Annual Filter | 2020-10-05 | HVAC (Heating / Cooling) | Preventive Maintenance
Cancer Center | CC-79287 | Semi Annual Filter | 2020-11-02 | HVAC (Heating / Cooling) | Preventive Maintenance
Cancer Center | CC-82971 | Semi Annual Filter | 2021-05-03 | HVAC (Heating / Cooling) | Preventive Maintenance
Cancer Center | CC-82972 | Semi Annual Filter | 2021-05-03 | HVAC (Heating / Cooling) | Preventive Maintenance
Cancer Center | CC-79288 | Semi Annual Filter | 2020-11-02 | HVAC (Heating / Cooling) | Preventive Maintenance
Cancer Center | CC-78645 | Semi Annual Filter | 2020-10-05 | HVAC (Heating / Cooling) | Preventive Maintenance
Cancer Center | CC-78646 | Semi Annual Filter | 2020-10-05 | HVAC (Heating / Cooling) | Preventive Maintenance
Cancer Center | CC-79289 | Semi Annual Filter | 2020-11-02 | HVAC (Heating / Cooling) | Preventive Maintenance
Cancer Center | CC-82973 | Semi Annual Filter | 2021-05-03 | HVAC (Heating / Cooling) | Preventive Maintenance
Cancer Center | CC-82974 | Semi Annual Filter | 2021-05-03 | HVAC (Heating / Cooling) | Preventive Maintenance
Cancer Center | CC-79290 | Semi Annual Filter | 2020-11-02 | HVAC (Heating / Cooling) | Preventive Maintenance
Cancer Center | CC-78647 | Semi Annual Filter | 2020-10-05 | HVAC (Heating / Cooling) | Preventive Maintenance
Vivarium | Viva-80605 | Annual CO2 Monitor | 2021-01-01 | HVAC (Heating / Cooling) | Preventive Maintenance
HSEB | HSEB-80606 | Annual CO2 Monitor | 2021-01-01 | HVAC (Heating / Cooling) | Preventive Maintenance
Biosciences Partnership Building | BSPB-80607 | Annual CO2 Monitor | 2021-01-01 | HVAC (Heating / Cooling) | Preventive Maintenance
Cancer Center | CC-80608 | Annual CO2 Monitor | 2021-01-01 | HVAC (Heating / Cooling) | Preventive Maintenance
Vivarium | Viva-79941 | Drain Line Annual | 2020-12-01 | Plumbing | Preventive Maintenance
Biosciences Partnership Building | BSPB-79064 | Annual, Air Handler Unit | 2020-11-12 | HVAC (Heating / Cooling) | Preventive Maintenance
Biosciences Partnership Building | BSPB-79381 | Quarterly, Air Handler Unit | 2020-11-30 | HVAC (Heating / Cooling) | Preventive Maintenance
Biosciences Partnership Building | BSPB-77150 | Quarterly, Air Handler Unit | 2020-08-28 | HVAC (Heating / Cooling) | Preventive Maintenance
Biosciences Partnership Building | BSPB-81212 | Quarterly, Air Handler Unit | 2021-03-01 | HVAC (Heating / Cooling) | Preventive Maintenance
Biosciences Partnership Building | BSPB-83060 | Quarterly, Air Handler Unit | 2021-05-28 | HVAC (Heating / Cooling) | Preventive Maintenance
MM | PBC-82987 | Fire Extinguisher | 2021-05-03 | Fire Systems | Preventive Maintenance
MM | PBC-82435 | Fire Extinguisher | 2021-04-01 | Fire Systems | Preventive Maintenance
MM | PBC-83713 | Fire Extinguisher | 2021-06-01 | Fire Systems | Preventive Maintenance
MM | Mining Museum-83912 | Quarterly, Roof Top Unit | 2021-06-28 | HVAC (Heating / Cooling) | Preventive Maintenance
MM | PBC-81167 | Fire Extinguisher | 2021-02-01 | Fire Systems | Preventive Maintenance
MM | PBC-81168 | Annual Fire Extinguisher | 2021-02-01 | Fire Systems | Preventive Maintenance
MM | Mining Museum-80845 | Annual, Fire Protection System | 2021-02-01 | Fire Systems | Preventive Maintenance
MM | Mining Museum-80846 | Annual, Fire Sprinkler Valve | 2021-02-01 | Plumbing | Preventive Maintenance
MM | PBC-80577 | Annual, Roof Top Unit | 2020-12-30 | HVAC (Heating / Cooling) | Preventive Maintenance
MM | PBC-80628 | Fire Extinguisher | 2021-01-01 | Fire Systems | Preventive Maintenance
MM | Mining Museum-81956 | Quarterly, Roof Top Unit | 2021-03-29 | HVAC (Heating / Cooling) | Preventive Maintenance
MM | PBC-81761 | Fire Extinguisher | 2021-03-01 | Fire Systems | Preventive Maintenance
MM | PBC-77068 | Fire Extinguisher | 2020-08-03 | Fire Systems | Preventive Maintenance
MM | PBC-76540 | Fire Extinguisher | 2020-07-01 | Fire Systems | Preventive Maintenance
MM | PBC-77764 | Fire Extinguisher | 2020-09-01 | Fire Systems | Preventive Maintenance
MM | Mining Museum-77988 | Quarterly, Evaporator section Unit #12 | 2020-09-28 | HVAC (Heating / Cooling) | Preventive Maintenance
MM | PBC-79303 | Fire Extinguisher | 2020-11-02 | Fire Systems | Preventive Maintenance
MM | PBC-78579 | Fire Extinguisher | 2020-10-01 | Fire Systems | Preventive Maintenance
MM | PBC-79951 | Fire Extinguisher | 2020-12-01 | Fire Systems | Preventive Maintenance
MM | Mining Museum-80224 | Quarterly, Roof Top Unit | 2020-12-28 | HVAC (Heating / Cooling) | Preventive Maintenance
MM | PBC-84442 | Fire Extinguisher | 2021-07-01 | Fire Systems | Preventive Maintenance
Biosciences Partnership Building | BSPB-79552 | Monthly, Pot Feeder | 2020-11-30 | Plumbing | Preventive Maintenance
Biosciences Partnership Building | BSPB-77320 | Monthly, Pot Feeder | 2020-08-28 | Plumbing | Preventive Maintenance
Biosciences Partnership Building | BSPB-81416 | Monthly, Pot Feeder | 2021-03-01 | Plumbing | Preventive Maintenance
Biosciences Partnership Building | BSPB-83228 | Monthly, Pot Feeder | 2021-05-28 | Plumbing | Preventive Maintenance
Vivarium | Viva-77473 | Annual, Phoenix Valve | 2020-09-07 | HVAC (Heating / Cooling) | Preventive Maintenance
Biosciences Partnership Building | BSPB-76296 | Annual, Back Flow Preventer | 2020-07-31 | Plumbing | Preventive Maintenance
Biosciences Partnership Building | BSPB-77265 | Quarterly, Fan Coil Unit | 2020-08-28 | HVAC (Heating / Cooling) | Preventive Maintenance
Biosciences Partnership Building | BSPB-79489 | Quarterly, Fan Coil Unit | 2020-11-30 | HVAC (Heating / Cooling) | Preventive Maintenance
Biosciences Partnership Building | BSPB-79073 | Annual, Fan Coil Unit | 2020-11-12 | HVAC (Heating / Cooling) | Preventive Maintenance
Biosciences Partnership Building | BSPB-83168 | Quarterly, Fan Coil Unit | 2021-05-28 | HVAC (Heating / Cooling) | Preventive Maintenance
Biosciences Partnership Building | BSPB-81335 | Quarterly, Fan Coil Unit | 2021-03-01 | HVAC (Heating / Cooling) | Preventive Maintenance
Biosciences Partnership Building | BSPB-78906 | Annual, Variable Frequency Drive | 2020-11-02 | Mechanical | Preventive Maintenance
Biosciences Partnership Building | BSPB-78907 | Annual, Variable Frequency Drive | 2020-11-02 | Mechanical | Preventive Maintenance
Biosciences Partnership Building | BSPB-80015 | Annual DI Water Filter | 2020-12-03 | Plumbing | Preventive Maintenance
Biosciences Partnership Building | BSPB-80016 | Annual DI Water Filter | 2020-12-03 | Plumbing | Preventive Maintenance
Biosciences Partnership Building | BSPB-80017 | Annual DI Water Filter | 2020-12-03 | Plumbing | Preventive Maintenance
Biosciences Partnership Building | BSPB-80018 | Annual DI Water Filter | 2020-12-03 | Plumbing | Preventive Maintenance
Biosciences Partnership Building | BSPB-80019 | Annual DI Water Filter | 2020-12-03 | Plumbing | Preventive Maintenance
Biosciences Partnership Building | BSPB-80020 | Annual DI Water Filter | 2020-12-03 | Plumbing | Preventive Maintenance
Biosciences Partnership Building | BSPB-80021 | Annual DI Water Filter | 2020-12-03 | Plumbing | Preventive Maintenance
Biosciences Partnership Building | BSPB-80022 | Annual DI Water Filter | 2020-12-03 | Plumbing | Preventive Maintenance
Biosciences Partnership Building | BSPB-80023 | Annual DI Water Filter | 2020-12-03 | Plumbing | Preventive Maintenance
Biosciences Partnership Building | BSPB-80024 | Annual DI Water Filter | 2020-12-03 | Plumbing | Preventive Maintenance
Biosciences Partnership Building | BSPB-80025 | Annual DI Water Filter | 2020-12-03 | Plumbing | Preventive Maintenance
Biosciences Partnership Building | BSPB-80026 | Annual DI Water Filter | 2020-12-03 | Plumbing | Preventive Maintenance
Biosciences Partnership Building | BSPB-80027 | Annual DI Water Filter | 2020-12-03 | Plumbing | Preventive Maintenance
Biosciences Partnership Building | BSPB-80028 | Annual DI Water Filter | 2020-12-03 | Plumbing | Preventive Maintenance
Biosciences Partnership Building | BSPB-80029 | Annual DI Water Filter | 2020-12-03 | Plumbing | Preventive Maintenance
Biosciences Partnership Building | BSPB-80030 | Annual DI Water Filter | 2020-12-03 | Plumbing | Preventive Maintenance
Biosciences Partnership Building | BSPB-76297 | Annual, Back Flow Preventer | 2020-07-31 | Plumbing | Preventive Maintenance
Biosciences Partnership Building | BSPB-84055 | Annual, Back Flow Preventer | 2021-07-01 | Plumbing | Preventive Maintenance
Biosciences Partnership Building | BSPB-84056 | Annual, Back Flow Preventer | 2021-07-01 | Plumbing | Preventive Maintenance
Biosciences Partnership Building | BSPB-76298 | Annual, Back Flow Preventer | 2020-07-31 | Plumbing | Preventive Maintenance
Biosciences Partnership Building | BSPB-76299 | Annual, Back Flow Preventer | 2020-07-31 | Plumbing | Preventive Maintenance
Biosciences Partnership Building | BSPB-84057 | Annual, Back Flow Preventer | 2021-07-01 | Plumbing | Preventive Maintenance
Biosciences Partnership Building | BSPB-84058 | Annual, Back Flow Preventer | 2021-07-01 | Plumbing | Preventive Maintenance
Biosciences Partnership Building | BSPB-76300 | Annual, Back Flow Preventer | 2020-07-31 | Plumbing | Preventive Maintenance
Biosciences Partnership Building | BSPB-76301 | Annual, Back Flow Preventer | 2020-07-31 | Plumbing | Preventive Maintenance
Biosciences Partnership Building | BSPB-76302 | Annual, Back Flow Preventer | 2020-07-31 | Plumbing | Preventive Maintenance
Biosciences Partnership Building | BSPB-84060 | Annual, Back Flow Preventer | 2021-07-01 | Plumbing | Preventive Maintenance
Biosciences Partnership Building | BSPB-76303 | Annual, Back Flow Preventer | 2020-07-31 | Plumbing | Preventive Maintenance
Biosciences Partnership Building | BSPB-76304 | Annual, Back Flow Preventer | 2020-07-31 | Plumbing | Preventive Maintenance
Biosciences Partnership Building | BSPB-84062 | Annual, Back Flow Preventer | 2021-07-01 | Plumbing | Preventive Maintenance
HSEB | HSEB-80848 | Semi-Annual Roof Hatch | 2021-01-08 | Safety | Preventive Maintenance
HSEB | HSEB-76740 | Semi-Annual Roof Hatch | 2020-07-08 | Preventive Maintenance | Preventive Maintenance
ABC 1 | HSEB-76742 | Semi-Annual Roof Hatch | 2020-07-08 | Preventive Maintenance | Preventive Maintenance
ABC 1 | HSEB-80885 | Semi-Annual Roof Hatch | 2021-01-08 | Safety | Preventive Maintenance
Building 2 | HSEB-80895 | Semi-Annual Roof Hatch | 2021-01-11 | Safety | Preventive Maintenance
Building 2 | HSEB-76770 | Semi-Annual Roof Hatch | 2020-07-09 | Preventive Maintenance | Preventive Maintenance
Building 2 | HSEB-76771 | Semi-Annual Roof Hatch | 2020-07-09 | Preventive Maintenance | Preventive Maintenance
Building 2 | HSEB-80896 | Semi-Annual Roof Hatch | 2021-01-11 | Safety | Preventive Maintenance
Building 1 | HSEB-80897 | Semi-Annual Roof Hatch | 2021-01-11 | Safety | Preventive Maintenance
Building 1 | HSEB-76783 | Semi-Annual Roof Hatch | 2020-07-09 | Preventive Maintenance | Preventive Maintenance
Building 1 | HSEB-76784 | Semi-Annual Roof Hatch | 2020-07-09 | Preventive Maintenance | Preventive Maintenance
Building 1 | HSEB-80898 | Semi-Annual Roof Hatch | 2021-01-11 | Preventive Maintenance | Preventive Maintenance
Building 3 | HSEB-80926 | Semi-Annual Roof Hatch | 2021-01-11 | Safety | Preventive Maintenance
Building 3 | HSEB-76808 | Semi-Annual Roof Hatch | 2020-07-13 | Preventive Maintenance | Preventive Maintenance
Building 3 | HSEB-76809 | Semi-Annual Roof Hatch | 2020-07-13 | Preventive Maintenance | Preventive Maintenance
Building 3 | HSEB-80927 | Semi-Annual Roof Hatch | 2021-01-11 | Safety | Preventive Maintenance
Cancer Center | HSEB-80928 | Semi-Annual Roof Hatch | 2021-01-11 | Safety | Preventive Maintenance
Cancer Center | HSEB-76810 | Semi-Annual Roof Hatch | 2020-07-13 | Preventive Maintenance | Preventive Maintenance
Cancer Center | CC-77964 | Quarterly, Fan Coil Unit | 2020-09-28 | HVAC (Heating / Cooling) | Preventive Maintenance
Cancer Center | CC-80196 | Quarterly, Fan Coil Unit | 2020-12-28 | HVAC (Heating / Cooling) | Preventive Maintenance
Cancer Center | CC-79637 | Annual, Fan Coil Unit | 2020-12-01 | HVAC (Heating / Cooling) | Preventive Maintenance
Cancer Center | CC-81934 | Quarterly, Fan Coil Unit | 2021-03-29 | HVAC (Heating / Cooling) | Preventive Maintenance
Cancer Center | CC-83890 | Quarterly, Fan Coil Unit | 2021-06-28 | HVAC (Heating / Cooling) | Preventive Maintenance
MM | Mining Museum-83068 | Quarterly, Evaporator Section | 2021-05-28 | HVAC (Heating / Cooling) | Preventive Maintenance
MM | Mining Museum-83205 | Quarterly, Condensing Unit | 2021-05-28 | HVAC (Heating / Cooling) | Preventive Maintenance
MM | Mining Museum-81387 | Quarterly, Condensing Unit | 2021-03-01 | HVAC (Heating / Cooling) | Preventive Maintenance
MM | Mining Museum-81222 | Quarterly, Evaporator Section | 2021-03-01 | HVAC (Heating / Cooling) | Preventive Maintenance
MM | Mining Museum-80320 | Quarterly, Condensing Unit | 2021-01-01 | HVAC (Heating / Cooling) | Preventive Maintenance
MM | Mining Museum-80324 | Quarterly, Evaporator Section | 2021-01-01 | HVAC (Heating / Cooling) | Preventive Maintenance
MM | Mining Museum-79529 | Quarterly, Condensing Unit | 2020-11-30 | HVAC (Heating / Cooling) | Preventive Maintenance
MM | Mining Museum-79390 | Quarterly, Evaporator Section | 2020-11-30 | HVAC (Heating / Cooling) | Preventive Maintenance
MM | Mining Museum-76772 | Quarterly, Evaporator Section | 2020-08-31 | HVAC (Heating / Cooling) | Preventive Maintenance
MM | Mining Museum-76773 | Quarterly, Condensing Unit | 2020-08-31 | HVAC (Heating / Cooling) | Preventive Maintenance
MM | Mining Museum-76778 | Quarterly, Evaporator Section | 2020-08-31 | HVAC (Heating / Cooling) | Preventive Maintenance
MM | Mining Museum-76779 | Quarterly, Condensing Unit | 2020-08-31 | HVAC (Heating / Cooling) | Preventive Maintenance
MM | Mining Museum-79391 | Quarterly, Evaporator Section | 2020-11-30 | HVAC (Heating / Cooling) | Preventive Maintenance
MM | Mining Museum-79530 | Quarterly, Condensing Unit | 2020-11-30 | HVAC (Heating / Cooling) | Preventive Maintenance
MM | Mining Museum-80325 | Quarterly, Evaporator Section | 2021-01-01 | HVAC (Heating / Cooling) | Preventive Maintenance
MM | Mining Museum-80321 | Quarterly, Condensing Unit | 2021-01-01 | HVAC (Heating / Cooling) | Preventive Maintenance
MM | Mining Museum-81223 | Quarterly, Evaporator Section | 2021-03-01 | HVAC (Heating / Cooling) | Preventive Maintenance
MM | Mining Museum-81389 | Quarterly, Condensing Unit | 2021-03-01 | HVAC (Heating / Cooling) | Preventive Maintenance
MM | Mining Museum-83206 | Quarterly, Condensing Unit | 2021-05-28 | HVAC (Heating / Cooling) | Preventive Maintenance
MM | Mining Museum-83070 | Quarterly, Evaporator Section | 2021-05-28 | HVAC (Heating / Cooling) | Preventive Maintenance
MM | Mining Museum-83071 | Quarterly, Evaporator Section | 2021-05-28 | HVAC (Heating / Cooling) | Preventive Maintenance
MM | Mining Museum-83207 | Quarterly, Condensing Unit | 2021-05-28 | HVAC (Heating / Cooling) | Preventive Maintenance
MM | Mining Museum-81390 | Quarterly, Condensing Unit | 2021-03-01 | HVAC (Heating / Cooling) | Preventive Maintenance
MM | Mining Museum-81224 | Quarterly, Evaporator Section | 2021-03-01 | HVAC (Heating / Cooling) | Preventive Maintenance
MM | Mining Museum-80322 | Quarterly, Condensing Unit | 2021-01-01 | HVAC (Heating / Cooling) | Preventive Maintenance
MM | Mining Museum-80326 | Quarterly, Evaporator Section | 2021-01-01 | HVAC (Heating / Cooling) | Preventive Maintenance
MM | Mining Museum-79531 | Quarterly, Condensing Unit | 2020-11-30 | HVAC (Heating / Cooling) | Preventive Maintenance
MM | Mining Museum-79392 | Quarterly, Evaporator Section | 2020-11-30 | HVAC (Heating / Cooling) | Preventive Maintenance
MM | Mining Museum-76775 | Quarterly, Evaporator Section | 2020-08-31 | HVAC (Heating / Cooling) | Preventive Maintenance
MM | Mining Museum-76776 | Quarterly, Condensing Unit | 2020-08-31 | HVAC (Heating / Cooling) | Preventive Maintenance
MM | Mining Museum-76777 | Quarterly, Condensing Unit | 2020-08-31 | HVAC (Heating / Cooling) | Preventive Maintenance
MM | Mining Museum-79393 | Quarterly, Evaporator Section | 2020-11-30 | HVAC (Heating / Cooling) | Preventive Maintenance
MM | Mining Museum-79532 | Quarterly, Condensing Unit | 2020-11-30 | HVAC (Heating / Cooling) | Preventive Maintenance
MM | Mining Museum-80327 | Quarterly, Evaporator Section | 2021-01-01 | HVAC (Heating / Cooling) | Preventive Maintenance
MM | Mining Museum-80323 | Quarterly, Condensing Unit | 2021-01-01 | HVAC (Heating / Cooling) | Preventive Maintenance
MM | Mining Museum-81225 | Quarterly, Evaporator Section | 2021-03-01 | HVAC (Heating / Cooling) | Preventive Maintenance
MM | Mining Museum-81391 | Quarterly, Condensing Unit | 2021-03-01 | HVAC (Heating / Cooling) | Preventive Maintenance
MM | Mining Museum-83208 | Quarterly, Condensing Unit | 2021-05-28 | HVAC (Heating / Cooling) | Preventive Maintenance
MM | Mining Museum-83072 | Quarterly, Evaporator Section | 2021-05-28 | HVAC (Heating / Cooling) | Preventive Maintenance
MM | Mining Museum-84063 | Annual, Back Flow Preventer | 2021-07-01 | Plumbing | Preventive Maintenance
MM | Mining Museum-76780 | Annual, Back Flow Preventer | 2020-07-01 | Plumbing | Preventive Maintenance
MM | Mining Museum-84064 | Annual, Back Flow Preventer | 2021-07-01 | Plumbing | Preventive Maintenance

## Preventive Maintenance Procedur
UA PBC Master - Preventive Maintenance Procedures
PM ID | PM Name | Procedure Name | Category Name | Number Interval | Frequency
MONTHLY
FET01-M | Monthly Fire Extinguisher | Fire Extinguisher |  | 1 | MONTHLY
HMF01-M | Monthly Humidifier | Monthly, Humidifier | HVAC (Heating / Cooling) | 1 | MONTHLY
ROD01-M | Monthly RO/DI Water System | Monthly, RO/DI Water System | Plumbing | 1 | MONTHLY
ADM01-M | Monthly, Administration Work Order | Monthly, Administration | Administrative | 1 | MONTHLY
AHU01-M | Monthly, Air Handler Unit | Quarterly, Air Handler Unit | HVAC (Heating / Cooling) | 2 | MONTHLY
HWP01-M | Monthly, Domestic Hot Water Circulating Pump | Monthly, Domestic Hot Water Circulating Pump | Mechanical | 1 | MONTHLY
HWH01-M | Monthly, Domestic Hot Water Heater Tempering | Monthly, Hot Water Heater Tempering | Plumbing | 1 | MONTHLY
EYE02-M | Monthly, Emergency Eye Wash Station - ABC 1 | Monthly, Emergency Eye Wash Station - ABC 1 | Plumbing | 1 | MONTHLY
EYE06-M | Monthly, Emergency Eye Wash Station - BSPB | Monthly, Emergency Eye Wash Station - BSPB | Plumbing | 1 | MONTHLY
EYE03-M | Monthly, Emergency Eye Wash Station - COM BLD 4 | Monthly, Emergency Eye Wash Station - COM BLD 4 | Plumbing | 1 | MONTHLY
EYE05-M | Monthly, Emergency Eye Wash Station - HSEB | Monthly, Emergency Eye Wash Station - HSEB | Plumbing | 1 | MONTHLY
EYE04-M | Monthly, Emergency Eye Wash Station - Vivarium | Monthly, Emergency Eye Wash Station - Vivarium | Plumbing | 1 | MONTHLY
EGN01-M | Monthly, Emergency Generator Set | Monthly, Emergency Generator Set | Mechanical | 1 | MONTHLY
FRP01-M | Monthly, Fire Pump | Monthly, Fire Pump | Mechanical | 1 | MONTHLY
FRP02-M | Monthly, Fire Pump 02 | Monthly, Fire Pump 02 | Mechanical | 1 | MONTHLY
HWI01-M | Monthly, Hot Water Heater Instantaneous | Monthly, Hot Water Heater Instantaneous | Plumbing | 1 | MONTHLY
HWT01-M | Monthly, Hot Water Heater with Storage Tank | Monthly, Hot Water Heater with Storage Tank | Plumbing | 1 | MONTHLY
HSEB2-M | Monthly, HSEB Housekeeping Storage A22 | Monthly, HSEB Housekeeping Storage A22 | Preventive Maintenance | 1 | MONTHLY
CHF01-M | Monthly, Pot Feeder | Monthly, Pot Feeder | Plumbing | 3 | MONTHLY
SFTY01-M | Monthly, Safety | Monthly, Safety | Safety | 1 | MONTHLY
TSA01-M | Monthly, Transfer Switch | Monthly, Transfer Switch | Electrical | 1 | MONTHLY
ACU01-M | Monthly, Wall/Window A/C Unit | Monthly, Liebert, Data Aire Units | HVAC (Heating / Cooling) | 1 | MONTHLY
WFS01-M | Monthly, Water Filter System | Monthly, Water Filter System | Plumbing | 1 | MONTHLY
WAS01-M | Monthly, Water Softener | Monthly, Water Softener | Plumbing | 1 | MONTHLY
AHU01-SQ | Quarterly Air Handler Unit Storage | Quarterly, Air Handler Unit Storage | HVAC (Heating / Cooling) | 3 | MONTHLY
VLF01-Q | Quarterly Fire Sprinkler Valve | Quarterly Fire Sprinkler Valve |  | 3 | MONTHLY
ACP02-Q | Quarterly, Air Compressor | Quarterly,Fire Pre Action Air Compressor | Preventive Maintenance | 3 | MONTHLY
AHU01-Q | Quarterly, Air Handler Unit | Quarterly, Air Handler Unit | HVAC (Heating / Cooling) | 3 | MONTHLY
ADS02-Q | Quarterly, Air/Dirt Seperator | Quarterly, Air/Dirt Seperator | Mechanical | 3 | MONTHLY
BOL02-Q | Quarterly, Boiler | Quarterly, Boiler | HVAC (Heating / Cooling) | 3 | MONTHLY
BOP01-Q | Quarterly, Booster Pump | Quarterly, Booster Pump | Mechanical | 3 | MONTHLY
CWP01-Q | Quarterly, Chilled Water Pump | Quarterly, Chilled Water Pump | Mechanical | 3 | MONTHLY
VCW01-Q | Quarterly, Chilled Water Valve | Quarterly, Chilled Water Valve | Preventive Maintenance | 3 | MONTHLY
PMP01-Q | Quarterly, Circulating Pump | Quarterly, Circulating Pump | Mechanical | 3 | MONTHLY
CDU01-Q | Quarterly, Condensing Unit | Quarterly, Condensing Unit | HVAC (Heating / Cooling) | 3 | MONTHLY
DRU01-Q | Quarterly, Door, Roll-Up | Quarterly, Door, Roll-Up | Door Overrides | 3 | MONTHLY
EMSPKIT | Quarterly, Emergency Spill Kit | Quarterly, Spill Kit | Mechanical | 3 | MONTHLY
EVP01-Q | Quarterly, Evaporator Section | Quarterly, Evaporator Section | HVAC (Heating / Cooling) | 3 | MONTHLY
FNX01-Q | Quarterly, Exhaust Fan | Quarterly, Exhaust Fan | HVAC (Heating / Cooling) | 3 | MONTHLY
TKX01-Q | Quarterly, Expansion Tank | Quarterly, Expansion Tank | Mechanical | 3 | MONTHLY
FCU01-Q | Quarterly, Fan Coil Unit | Quarterly, Fan Coil Unit | HVAC (Heating / Cooling) | 3 | MONTHLY
PHW01-Q | Quarterly, Heating Hot Water Loop Pump | Quarterly, Heating Hot Water Loop Pump | Mechanical | 3 | MONTHLY
HWT01-Q | Quarterly, Hot Water Heater with Storage Tank | Quarterly, Hot Water Heater with Storage Tank | Plumbing | 3 | MONTHLY
HMF01-Q | Quarterly, Humidifier | Quarterly, Humidifier | HVAC (Heating / Cooling) | 3 | MONTHLY
JOP01-Q | Quarterly, Jockey Pump | Quarterly, Jockey Pump | Mechanical | 3 | MONTHLY
ROW01-Q | Quarterly, RO Water System | Quarterly, RO Water System | Plumbing | 3 | MONTHLY
ROD01-Q | Quarterly, RO/DI Water System | Quarterly, RO/DI Water System | Plumbing | 3 | MONTHLY
RTU01-Q | Quarterly, Roof Top Unit | Quarterly, Roof Top Unit | HVAC (Heating / Cooling) | 3 | MONTHLY
SMP01-Q | Quarterly, Sump Pump | Quarterly, Sump Pump | Mechanical | 3 | MONTHLY
WAF01-Q | Quarterly, Water Fountain | Quarterly, Water Fountain | Plumbing | 3 | MONTHLY
FILT01-S | Semi Annual Filter | Semi Annual Filter | HVAC (Heating / Cooling) | 6 | MONTHLY
PREA01-S | Semi Annual, Fire Protection Pre Action | Semi Annual, Fire Protection Pre Action |  | 6 | MONTHLY
FPS01-S | Semi Annual, Fire Protection System | Monthly, Fire Protection System | Fire Systems | 6 | MONTHLY
BOL02-S | Semi-Annual Boiler | Semi Annual, Boiler | HVAC (Heating / Cooling) | 6 | MONTHLY
ROOF-H | Semi-Annual Roof Hatch | Semi-Annual Roof Hatch |  | 6 | MONTHLY
PWC01-S | Semi-Annual, Water Circulating Pump | Semi-Annual, Water Circulating Pump | Mechanical | 6 | MONTHLY
ACP01-S | Semi-Annual, Air Compressor | Semi-Annual, Medical Air Compressor | Mechanical | 6 | MONTHLY
ARC01-S | Semi-Annual, Air Curtain | Semi-Annual, Air Curtain | Mechanical | 6 | MONTHLY
ATS01-S | Semi-Annual, Automatic Transfer Switch | Semi-Annual, Automatic Transfer Switch | Mechanical | 6 | MONTHLY
PMP01-S | Semi-Annual, Circulating Pump | Semi-Annual, Circulating Pump | Mechanical | 6 | MONTHLY
CDU01-S | Semi-Annual, Condensing Unit | Semi-Annual, Condensing Unit | HVAC (Heating / Cooling) | 6 | MONTHLY
PMH01-S | Semi-Annual, Hydraulic Pump | Semi-Annual, Hydraulic Pump | Mechanical | 6 | MONTHLY
DOCK-1 | Semi-Annual, Lift Dock | Semi-Annual, Lift Dock | Preventive Maintenance | 6 | MONTHLY
RTF01-S | Semi-Annual, Return Fan | Semi-Annual, Return Fan | HVAC (Heating / Cooling) | 6 | MONTHLY
AUD01-S | Semi-Annual, Site Audit | Semi-Annual, Site Audit | Administrative | 6 | MONTHLY
UPS01-S | Semi-Annual, Uninterruptable Power Supply | Semi-Annual, Uninterruptable Power Supply | Electronic | 6 | MONTHLY
VAP01-S | Semi-Annual, Vacuum Pump | Semi-Annual, Vacuum Pump | Mechanical | 6 | MONTHLY
ACU01-S | Semi-Annual, Wall/Window A/C Unit | Semi-Annual, Liebert, Data Aire Units | HVAC (Heating / Cooling) | 6 | MONTHLY
WHC01-S | Semi-Annual, Water Heater, Commercial Gas | Semi-Annual, Water Heater, Commercial Gas | Plumbing | 6 | MONTHLY
WHE01-S | Semi-Annual, Water Heater, Electric | Semi-Annual, Water Heater, Electric | Plumbing | 6 | MONTHLY
VER01-M | Vivarium Energy Reports | Vivarium Energy Reports |  | 1 | MONTHLY
MONTHLY - 71 Total:
WEEKLY
CC01-C | CC Bi-Weekly Inspect Patio area and pressure wash bird droppings as necessary. | CC Bi-Weekly Inspect Patio area and pressure wash bird droppings as necessary. | Preventive Maintenance | 2 | WEEKLY
Drier- W | Clean Drier Vent | Clean Drier Vent |  | 1 | WEEKLY
FD01-W | Weekly Floor Drains | Weekly Floor Drains |  | 1 | WEEKLY
ABC01-W | Weekly, ABC1 Building Inspection | Weekly, ABC1 Building Inspection | Rounds | 1 | WEEKLY
ACP01-W | Weekly, Air Compressor | Weekly,Medical Air Compressor | Mechanical | 1 | WEEKLY
ACP02-W | Weekly, Air Compressor | Weekly,Fire Pre Action Air Compressor | Preventive Maintenance | 1 | WEEKLY
GB01-W | Weekly, BSPB Dock Clean Up | Weekly, Garbage Disposal | Preventive Maintenance | 1 | WEEKLY
BLDCC-W | Weekly, Cancer Center Building Rounds | Weekly, Cancer Center Building Rounds |  | 1 | WEEKLY
BLD01-W | Weekly, COM Building 1 Rounds | Weekly, COM Building 1 Rounds | Rounds | 1 | WEEKLY
BLD02-W | Weekly, COM Building 2 Rounds | Weekly, COM Building 2 Rounds | Rounds | 1 | WEEKLY
BLD03-W | Weekly, COM Building 3 Rounds | Weekly, COM Building 3 Rounds | Rounds | 1 | WEEKLY
COM01-W | Weekly, Compost Tumbler | Weekly, Compost Tumbler | Preventive Maintenance | 1 | WEEKLY
EGN01-W | Weekly, Emergency Generator Set | Weekly, Emergency Generator Set | Mechanical | 1 | WEEKLY
FRP01-W | Weekly, Fire Pump | Weekly, Fire Pump | Preventive Maintenance | 1 | WEEKLY
HSEB1-W | Weekly, HSEB1 PM | Weekly, HSEB1 PM | Miscellaneous | 1 | WEEKLY
MEC01-D | Weekly, Mechanical Rooms | Weekly, Mechanical Rooms | Miscellaneous | 1 | WEEKLY
SEP01-D | Weekly, Sewage Ejector Pump | Weekly, Sewage Ejector Pump | Mechanical | 1 | WEEKLY
VAP01-W | Weekly, Vacuum Pump | Weekly, Vacuum Pump | Mechanical | 1 | WEEKLY
WAS01-W | Weekly, Water Softener | Weekly, Water Softener | Plumbing | 1 | WEEKLY
WAS02-W | Weekly, Water Softener | Weekly, Water Softener | Plumbing | 1 | WEEKLY
WEEKLY - 20 Total:
YEARLY
ACP01-2YR | 2yr Annual Medical Air Compressor | 2yr Annual, Medical Air Compressor | Mechanical | 2 | YEARLY
ACP01-3YR | 3yr Annual Medical Air Compressor | 3yr Annual, Medical Air Compressor | Mechanical | 3 | YEARLY
COMON-A | Annual CO Monitor | Annual CO2 Monitor | HVAC (Heating / Cooling) | 1 | YEARLY
ADIW-A | Annual DI Water Filter | Annual DI Water Filter | Plumbing | 1 | YEARLY
DRAIN-A | Annual Drain Cleaning | Drain Line Annual | HVAC (Heating / Cooling) | 1 | YEARLY
ESP02-A | Annual Electrial Panel HSEB | Annual, Electrical Panel | Electrical | 1 | YEARLY
ESP04-A | Annual Electrical Panel Cancer Center | Annual Electrical Panel Cancer Center |  | 1 | YEARLY
ESP05-A | Annual Electrical Panel Vivarium | Annual Electrical Panel Vivarium |  | 1 | YEARLY
FILT01-A | Annual Filter | Semi Annual Filter | HVAC (Heating / Cooling) | 1 | YEARLY
FET01-A | Annual Fire Extinguisher | Annual Fire Extinguisher |  | 1 | YEARLY
ACP01-A | Annual Medical Air Compressor | Annual, Medical Air Compressor | Mechanical | 1 | YEARLY
ROD01-A | Annual RO/DI Water System | Annual, RO/DI Water System | Plumbing | 1 | YEARLY
ROOF-A | Annual Roof Inspection | Annual Roof Inspection |  | 1 | YEARLY
RTU01-A | Annual Roof Top unit | Annual, Roof Top Unit | HVAC (Heating / Cooling) | 1 | YEARLY
VAP01-A | Annual Vacum Pump | Annual, Vacuum Pump | Mechanical | 1 | YEARLY
AHU01-A | Annual, Air Handler Unit | Annual, Air Handler Unit | HVAC (Heating / Cooling) | 1 | YEARLY
ATU01-A | Annual, Air Terminal Units (CC 1st Floor) | Annual, Air Terminal Unit (CC 1st floor) | HVAC (Heating / Cooling) | 1 | YEARLY
ATU02-A | Annual, Air Terminal Units (CC 2nd Floor) | Annual, Air Terminal Unit (CC 2nd floor) | HVAC (Heating / Cooling) | 1 | YEARLY
ATU03-A | Annual, Air Terminal Units (CC 3rd Floor) | Annual, Air Terminal Unit (CC 3rd floor) | HVAC (Heating / Cooling) | 1 | YEARLY
ATU04-A | Annual, Air Terminal Units (CC 4th Floor) | Annual, Air Terminal Unit (CC 4th floor) | HVAC (Heating / Cooling) | 1 | YEARLY
ATU05-A | Annual, Air Terminal Units (CC 5th Floor) | Annual, Air Terminal Unit (CC 5th floor) | HVAC (Heating / Cooling) | 1 | YEARLY
BFP01-A | Annual, Backflow Preventer | Annual, Back Flow Preventer | Plumbing | 1 | YEARLY
BOL02-A | Annual, Boiler | Annual, Boiler | HVAC (Heating / Cooling) | 1 | YEARLY
BTK01-A | Annual, Brine Tank | Annual, Brine Tank | Mechanical | 1 | YEARLY
CB01-A | Annual, Chilled Beams (CC 1st Floor) | Annual, Chilled Beam (CC 1st floor) | HVAC (Heating / Cooling) | 1 | YEARLY
CB02-A | Annual, Chilled Beams (CC 2nd Floor) | Annual, Chilled Beam (CC 2nd floor) | HVAC (Heating / Cooling) | 1 | YEARLY
CB03-A | Annual, Chilled Beams (CC 3rd Floor) | Annual, Chilled Beam (CC 3rd floor) | HVAC (Heating / Cooling) | 1 | YEARLY
CB04-A | Annual, Chilled Beams (CC 4th Floor) | Annual, Chilled Beam (CC 4th floor) | HVAC (Heating / Cooling) | 1 | YEARLY
CDU01-A | Annual, Condensing Unit | Quarterly, Condensing Unit | HVAC (Heating / Cooling) | 1 | YEARLY
CON01-A | Annual, Control Panel | Annual, Control Panel | Electrical | 1 | YEARLY
DCS01-A | Annual, Disconnect Switch | Annual, Disconnect Switch | Electrical | 1 | YEARLY
DRK01-A | Annual, Drinking Fountain | Annual, Drinking Fountain | Plumbing | 1 | YEARLY
DHE02-A | Annual, Duct Heater, Electric | Annual, Duct Heater, Electric | HVAC (Heating / Cooling) | 1 | YEARLY
ESP01-A | Annual, Electrical Panel ABC1 | Annual, Electrical Panel | Electrical | 1 | YEARLY
ESP06-A | Annual, Electrical Panel BSPB | Annual, Electrical Panel | Electrical | 1 | YEARLY
ESP03-A | Annual, Electrical Panel Historics | Annual, Electrical Panel Historics | Electrical | 1 | YEARLY
EGN01-A | Annual, Emergency Generator Set | Annual, Emergency Generator Set | Mechanical | 1 | YEARLY
ERU01-A | Annual, Energy Recovery Unit | Annual, Energy Recovery Unit | HVAC (Heating / Cooling) | 1 | YEARLY
EVP01-A | Annual, Evaporator Section | Quarterly, Evaporator Section | HVAC (Heating / Cooling) | 1 | YEARLY
FNX01-A | Annual, Exhaust Fan | Annual, Exhaust Fan | HVAC (Heating / Cooling) | 1 | YEARLY
FNX02-A | Annual, Exhaust Fan | Annual, Exhaust Fan | HVAC (Heating / Cooling) | 1 | YEARLY
FCU01-A | Annual, Fan Coil Unit | Annual, Fan Coil Unit | HVAC (Heating / Cooling) | 1 | YEARLY
FPS01-A | Annual, Fire Protection System | Annual, Fire Protection System | Fire Systems | 1 | YEARLY
FRP01-A | Annual, Fire Pump | Annual, Fire Pump | Mechanical | 1 | YEARLY
VLF01-A | Annual, Fire Sprinkler Valve | Annual, Fire Sprinkler Valve | Plumbing | 1 | YEARLY
HTX01-A | Annual, Heat Exchanger | Annual, Heat Exchanger | Plumbing | 1 | YEARLY
LCP01-A | Annual, Lighting Control Panel | Annual, Lighting Control Panel | Electrical | 1 | YEARLY
PVL01-A | Annual, Phoenix Valve | Annual, Phoenix Valve | HVAC (Heating / Cooling) | 1 | YEARLY
VVR01-A | Annual, Regulating Valve | Annual, Regulating Valve | Plumbing | 1 | YEARLY
ROW01-A | Annual, RO Water System | Annual, RO Water System | Plumbing | 1 | YEARLY
SEP01-A | Annual, Sewage Ejector Pump | Annual, Sewage Ejector Pump | Mechanical | 1 | YEARLY
SWB01-A | Annual, Switchboard | Annual, Switchboard | Electrical | 1 | YEARLY
VLM01-A | Annual, Thermostatic Mixing Valve | Annual, Thermostatic Mixing Valve | Plumbing | 1 | YEARLY
TSA01-A | Annual, Transfer Switch | Annual, Transfer Switch | Electrical | 1 | YEARLY
TRN01-A | Annual, Transformer | Annual, Transformer | Electrical | 1 | YEARLY
VFD01-A | Annual, Variable Frequency Drive | Annual, Variable Frequency Drive | Mechanical | 1 | YEARLY
WAF01-A | Annual, Water Fountain | Annual, Water Fountain | Plumbing | 1 | YEARLY
WHG01-A | Annual, Water Heater, Domestic Gas | Annual, Water Heater, Domestic Gas | Plumbing | 1 | YEARLY
VWR01-A | Annual, Water Pressure Regulator Valve | Annual, Water Pressure Regulator Valve | Mechanical | 1 | YEARLY
EELHT-A | Emergency Exit Lights | Emergency Exit Lights | Lights | 1 | YEARLY
DCS01-3YR | Three Year, Disconnect Switch | Three Year, Disconnect Switch | Electrical | 3 | YEARLY
VAP01-2A | Vacuum Pump 2 yr Annual | 2 yr Annual, Vacuum Pump | Mechanical | 2 | YEARLY
WFS01-A | Water Filter System Annual | Annual, Water Filter System | Plumbing | 1 | YEARLY
YEARLY - 63 Total:

## Asset List by Shop
UA PBC Master - Asset List by Shop
Parent Location All | Asset Name | Classification Name | Classification ID | Manufacturer Name | Model | Asset ID
ABC 1
Arizona | Hot Water Heater EWH-3 (Electric) | Water Heater | WATERHEATER | Eemax | EX480T12EFD | 40010
Phoenix Biomedical Campus
ABC-1 Building
Penthouse - P01
Arizona | Water Heater EWH-1 | Water Heater | WATERHEATER | Eemax | EX480T12EFD | 40067
Phoenix Biomedical Campus
ABC-1 Building
3rd Floor
Lab Area
Corridor 334
Fume HD 333
Arizona | Water Heater - Gas GWH-4 | Water Heater | WATERHEATER | Bradford White | EF100T99E3NZ | 40750
Phoenix Biomedical Campus
ABC-1 Building
Penthouse - P01
Arizona | Water Heater - Gas GWH-3 | Water Heater | WATERHEATER | Bradford White | EF100T99E3N2 | 40751
Phoenix Biomedical Campus
ABC-1 Building
Penthouse - P01
Arizona | Water Heater - Gas GWH-2 | Water Heater | WATERHEATER | Bradford White | EF100T99E3NZ | 40752
Phoenix Biomedical Campus
ABC-1 Building
Penthouse - P01
Arizona | Water Heater - Gas GWH-1 | Water Heater | WATERHEATER | Bradford White | EF100T99E3NZ | 40753
Phoenix Biomedical Campus
ABC-1 Building
Penthouse - P01
Arizona | Water Heater EWH-2 (Electric) | Water Heater | WATERHEATER | Eemax | EX480T122EFD | 40127
Phoenix Biomedical Campus
ABC-1 Building
4th Floor
Lab Area
Corridor 434
Fume HD 433
Arizona | Water Fountain | Water Fountain | WATERFOUNTAIN | Elkay | LRP2_8C | 40831
Phoenix Biomedical Campus
ABC-1 Building
2nd Floor
Main Corridor 211
Lobby 201
Arizona | Water Fountain | Water Fountain | WATERFOUNTAIN | Elkay | LRP82_8C | 40832
Phoenix Biomedical Campus
ABC-1 Building
3rd Floor
Main Corridor 311
Arizona | Water Fountain | Water Fountain | WATERFOUNTAIN | Elkay | LRPB2-8 | 40833
Phoenix Biomedical Campus
ABC-1 Building
4th Floor
Main Corridor 411
Arizona | Water Fountain | Water Fountain | WATERFOUNTAIN | Elkay | LRPB_8C | 41331
Phoenix Biomedical Campus
ABC-1 Building
1st Floor
Arizona | Exhaust Venturi Valve EV4-1 | Venturi Air Flow Valve | VENTURI AIR FLOW VALVE |  |  | 40147
Phoenix Biomedical Campus
ABC-1 Building
4th Floor
Lab Area
Corridor 442
Fume HD 443
Arizona | Exhaust Venturi Valve EV4-2 | Venturi Air Flow Valve | VENTURI AIR FLOW VALVE |  |  | 40148
Phoenix Biomedical Campus
ABC-1 Building
4th Floor
Lab Area
Corridor 442
Fume HD 443
Arizona | Exhaust Venturi Valve EV4-5 | Venturi Air Flow Valve | VENTURI AIR FLOW VALVE |  |  | 40160
Phoenix Biomedical Campus
ABC-1 Building
4th Floor
Lab Area
Corridor 436
Chemistry Lab 447
Arizona | Exhaust Venturi Valve EV4-6 | Venturi Air Flow Valve | VENTURI AIR FLOW VALVE |  |  | 40161
Phoenix Biomedical Campus
ABC-1 Building
4th Floor
Lab Area
Corridor 436
Chemistry Lab 447
Arizona | Exhaust Venturi Valve EV4-3 | Venturi Air Flow Valve | VENTURI AIR FLOW VALVE |  |  | 40166
Phoenix Biomedical Campus
ABC-1 Building
4th Floor
Lab Area
Corridor 434
Arizona | Exhaust Butterfly Valve WE4-4 | Venturi Air Flow Valve | VENTURI AIR FLOW VALVE |  |  | 40149
Phoenix Biomedical Campus
ABC-1 Building
4th Floor
Lab Area
Corridor 442
Arizona | Exhaust Butterfly Valve WE4-3 | Venturi Air Flow Valve | VENTURI AIR FLOW VALVE |  |  | 40150
Phoenix Biomedical Campus
ABC-1 Building
4th Floor
Lab Area
Corridor 442
Arizona | Exhaust Butterfly Valve WE4-7 | Venturi Air Flow Valve | VENTURI AIR FLOW VALVE |  |  | 40162
Phoenix Biomedical Campus
ABC-1 Building
4th Floor
Lab Area
Corridor 436
Arizona | Exhaust Venturi Valve EV4-4 | Venturi Air Flow Valve | VENTURI AIR FLOW VALVE |  |  | 40126
Phoenix Biomedical Campus
ABC-1 Building
4th Floor
Lab Area
Corridor 434
Fume HD 433
Arizona | Exhaust Venturi Valve EV-7 | Venturi Air Flow Valve | VENTURI AIR FLOW VALVE |  |  | 41456
Phoenix Biomedical Campus
ABC-1 Building
4th Floor
Lab Area
Corridor 442
Cold Room 451
Arizona | Exhaust Venturi Valve WE4-9 | Venturi Air Flow Valve | VENTURI AIR FLOW VALVE |  |  | 40163
Phoenix Biomedical Campus
ABC-1 Building
4th Floor
Lab Area
Corridor 436
Arizona | Exhaust Butterfly Valve WE4-11 | Venturi Air Flow Valve | VENTURI AIR FLOW VALVE |  |  | 40164
Phoenix Biomedical Campus
ABC-1 Building
4th Floor
Lab Area
Corridor 436
Arizona | Exhaust Butterfly Valve WE4-13 | Venturi Air Flow Valve | VENTURI AIR FLOW VALVE |  |  | 40165
Phoenix Biomedical Campus
ABC-1 Building
4th Floor
Lab Area
Corridor 434
Arizona | Exhaust Butterfly Valve WE4-12 | Venturi Air Flow Valve | VENTURI AIR FLOW VALVE |  |  | 40167
Phoenix Biomedical Campus
ABC-1 Building
4th Floor
Lab Area
Corridor 434
Arizona | Exhaust Butterfly Valve WE4-14 | Venturi Air Flow Valve | VENTURI AIR FLOW VALVE |  |  | 40168
Phoenix Biomedical Campus
ABC-1 Building
4th Floor
Lab Area
Corridor 434
Arizona | Exhaust Butterfly Valve WE4-22 | Venturi Air Flow Valve | VENTURI AIR FLOW VALVE |  |  | 40169
Phoenix Biomedical Campus
ABC-1 Building
4th Floor
Lab Area
Corridor 434
Microscopy 444
Arizona | Exhaust Butterfly Valve WE4-6 | Venturi Air Flow Valve | VENTURI AIR FLOW VALVE |  |  | 40157
Phoenix Biomedical Campus
ABC-1 Building
4th Floor
Lab Area
Corridor 436
Arizona | Exhaust Butterfly Valve WE4-10 | Venturi Air Flow Valve | VENTURI AIR FLOW VALVE |  |  | 40158
Phoenix Biomedical Campus
ABC-1 Building
4th Floor
Lab Area
Corridor 436
Arizona | Exhaust Butterfly Valve WE4-20 | Venturi Air Flow Valve | VENTURI AIR FLOW VALVE |  |  | 40117
Phoenix Biomedical Campus
ABC-1 Building
4th Floor
Lab Area
Open Lab Area 431
Arizona | Exhaust Butterfly Valve WE4-19 | Venturi Air Flow Valve | VENTURI AIR FLOW VALVE |  |  | 40118
Phoenix Biomedical Campus
ABC-1 Building
4th Floor
Lab Area
Open Lab Area 431
Arizona | Exhaust Butterfly Valve WE4-18 | Venturi Air Flow Valve | VENTURI AIR FLOW VALVE |  |  | 40119
Phoenix Biomedical Campus
ABC-1 Building
4th Floor
Lab Area
Open Lab Area 431
Arizona | Exhaust Butterfly Valve WE4-17 | Venturi Air Flow Valve | VENTURI AIR FLOW VALVE |  |  | 40120
Phoenix Biomedical Campus
ABC-1 Building
4th Floor
Lab Area
Open Lab Area 431
Arizona | Exhaust Butterfly Valve WE4-16 | Venturi Air Flow Valve | VENTURI AIR FLOW VALVE |  |  | 40121
Phoenix Biomedical Campus
ABC-1 Building
4th Floor
Lab Area
Open Lab Area 431
Arizona | Supply Butterfly Valve WS4-9 | Venturi Air Flow Valve | VENTURI AIR FLOW VALVE |  |  | 40134
Phoenix Biomedical Campus
ABC-1 Building
4th Floor
Lab Area
Open Lab Area 431
Arizona | Supply Butterfly Valve WS4-8 | Venturi Air Flow Valve | VENTURI AIR FLOW VALVE |  |  | 40135
Phoenix Biomedical Campus
ABC-1 Building
4th Floor
Lab Area
Open Lab Area 431
Arizona | Exhaust Butterfly Valve WE4-21 | Venturi Air Flow Valve | VENTURI AIR FLOW VALVE |  |  | 40116
Phoenix Biomedical Campus
ABC-1 Building
4th Floor
Lab Area
Open Lab Area 431
Arizona | Supply Butterfly Valve WS4-7 | Venturi Air Flow Valve | VENTURI AIR FLOW VALVE |  |  | 40136
Phoenix Biomedical Campus
ABC-1 Building
4th Floor
Lab Area
Open Lab Area 431
Arizona | Supply Butterfly Valve WS4-19 | Venturi Air Flow Valve | VENTURI AIR FLOW VALVE |  |  | 40137
Phoenix Biomedical Campus
ABC-1 Building
4th Floor
Lab Area
Open Lab Area 431
Arizona | Supply Butterfly Valve WS4-6 | Venturi Air Flow Valve | VENTURI AIR FLOW VALVE |  |  | 40138
Phoenix Biomedical Campus
ABC-1 Building
4th Floor
Lab Area
Open Lab Area 431
Arizona | Supply Butterfly Valve WS4-5 | Venturi Air Flow Valve | VENTURI AIR FLOW VALVE |  |  | 40139
Phoenix Biomedical Campus
ABC-1 Building
4th Floor
Lab Area
Open Lab Area 431
Arizona | Supply Butterfly Valve WS4-20 | Venturi Air Flow Valve | VENTURI AIR FLOW VALVE |  |  | 40140
Phoenix Biomedical Campus
ABC-1 Building
4th Floor
Lab Area
Open Lab Area 431
Arizona | Supply Butterfly Valve WS4-4 | Venturi Air Flow Valve | VENTURI AIR FLOW VALVE |  |  | 40141
Phoenix Biomedical Campus
ABC-1 Building
4th Floor
Lab Area
Open Lab Area 431
Arizona | Supply Butterfly Valve WS4-3 | Venturi Air Flow Valve | VENTURI AIR FLOW VALVE |  |  | 40142
Phoenix Biomedical Campus
ABC-1 Building
4th Floor
Lab Area
Open Lab Area 431
Arizona | Supply Butterfly Valve WS4-21 | Venturi Air Flow Valve | VENTURI AIR FLOW VALVE |  |  | 40143
Phoenix Biomedical Campus
ABC-1 Building
4th Floor
Lab Area
Open Lab Area 431
Arizona | Supply Butterfly Valve WS4-2 | Venturi Air Flow Valve | VENTURI AIR FLOW VALVE |  |  | 40145
Phoenix Biomedical Campus
ABC-1 Building
4th Floor
Lab Area
Open Lab Area 431
Arizona | Supply Butterfly Valve WS4-1 | Venturi Air Flow Valve | VENTURI AIR FLOW VALVE |  |  | 40146
Phoenix Biomedical Campus
ABC-1 Building
4th Floor
Lab Area
Open Lab Area 431
Arizona | Supply Butterfly Valve WS4-15 | Venturi Air Flow Valve | VENTURI AIR FLOW VALVE |  |  | 40122
Phoenix Biomedical Campus
ABC-1 Building
4th Floor
Lab Area
Open Lab Area 431
Arizona | Supply Butterfly Valve WS4-16 | Venturi Air Flow Valve | VENTURI AIR FLOW VALVE |  |  | 40123
Phoenix Biomedical Campus
ABC-1 Building
4th Floor
Lab Area
Open Lab Area 431
Arizona | Supply Butterfly Valve WS4-14 | Venturi Air Flow Valve | VENTURI AIR FLOW VALVE |  |  | 40124
Phoenix Biomedical Campus
ABC-1 Building
4th Floor
Lab Area
Corridor 434
Fume HD 433
Arizona | Supply Butterfly Valve WS4-22 | Venturi Air Flow Valve | VENTURI AIR FLOW VALVE |  |  | 40125
Phoenix Biomedical Campus
ABC-1 Building
4th Floor
Lab Area
Corridor 434
Fume HD 433
Arizona | Supply Butterfly Valve WS4-13 | Venturi Air Flow Valve | VENTURI AIR FLOW VALVE |  |  | 40128
Phoenix Biomedical Campus
ABC-1 Building
4th Floor
Lab Area
Open Lab Area 431
Arizona | Supply Butterfly Valve WS4-12 | Venturi Air Flow Valve | VENTURI AIR FLOW VALVE |  |  | 40129
Phoenix Biomedical Campus
ABC-1 Building
4th Floor
Lab Area
Open Lab Area 431
Arizona | Supply Butterfly Valve WS4-17 | Venturi Air Flow Valve | VENTURI AIR FLOW VALVE |  |  | 40130
Phoenix Biomedical Campus
ABC-1 Building
4th Floor
Lab Area
Open Lab Area 431
Arizona | Supply Butterfly Valve WS4-11 | Venturi Air Flow Valve | VENTURI AIR FLOW VALVE |  |  | 40131
Phoenix Biomedical Campus
ABC-1 Building
4th Floor
Lab Area
Open Lab Area 431
Arizona | Supply Butterfly Valve WS4-10 | Venturi Air Flow Valve | VENTURI AIR FLOW VALVE |  |  | 40132
Phoenix Biomedical Campus
ABC-1 Building
4th Floor
Lab Area
Open Lab Area 431
Arizona | Supply Butterfly Valve WS4-18 | Venturi Air Flow Valve | VENTURI AIR FLOW VALVE |  |  | 40133
Phoenix Biomedical Campus
ABC-1 Building
4th Floor
Lab Area
Open Lab Area 431
Arizona | Exhaust Butterfly Valve WE4-5 | Venturi Air Flow Valve | VENTURI AIR FLOW VALVE |  |  | 40159
Phoenix Biomedical Campus
ABC-1 Building
4th Floor
Lab Area
Corridor 436
Autoclave Glass Wash 449
Arizona | Exhaust Butterfly Valve WE3-16 | Venturi Air Flow Valve | VENTURI AIR FLOW VALVE |  |  | 40068
Phoenix Biomedical Campus
ABC-1 Building
3rd Floor
Lab Area
Open Lab Area 331
Arizona | Exhaust Butterfly Valve WE3-17 | Venturi Air Flow Valve | VENTURI AIR FLOW VALVE |  |  | 40069
Phoenix Biomedical Campus
ABC-1 Building
3rd Floor
Lab Area
Open Lab Area 331
Arizona | Supply Butterfly Valve WS3-17 | Venturi Air Flow Valve | VENTURI AIR FLOW VALVE | TSI | TSI | 40070
Phoenix Biomedical Campus
ABC-1 Building
3rd Floor
Lab Area
Open Lab Area 331
Arizona | Exhaust Butterfly Valve WE3-20 | Venturi Air Flow Valve | VENTURI AIR FLOW VALVE | TSI | TSI | 40071
Phoenix Biomedical Campus
ABC-1 Building
3rd Floor
Lab Area
Open Lab Area 331
Arizona | Exhaust Butterfly Valve WE3-19 | Venturi Air Flow Valve | VENTURI AIR FLOW VALVE | TSI | TSI | 40072
Phoenix Biomedical Campus
ABC-1 Building
3rd Floor
Lab Area
Open Lab Area 331
Arizona | Exhaust Venturi Valve EV3-1 | Venturi Air Flow Valve | VENTURI AIR FLOW VALVE | TSI | TSI | 40075
Phoenix Biomedical Campus
ABC-1 Building
3rd Floor
Lab Area
Corridor 342
Fume HD 343
Arizona | Exhaust Butterfly Valve WE3-21 | Venturi Air Flow Valve | VENTURI AIR FLOW VALVE | TSI | TSI | 40074
Phoenix Biomedical Campus
ABC-1 Building
3rd Floor
Lab Area
Open Lab Area 331
Arizona | Exhaust Venturi Valve EV3-2 | Venturi Air Flow Valve | VENTURI AIR FLOW VALVE | TSI | TSI | 40076
Phoenix Biomedical Campus
ABC-1 Building
3rd Floor
Lab Area
Corridor 342
Fume HD 343
Arizona | Supply Butterfly Valve WS3-16 | Venturi Air Flow Valve | VENTURI AIR FLOW VALVE | TSI | TSI | 40064
Phoenix Biomedical Campus
ABC-1 Building
3rd Floor
Lab Area
Open Lab Area 331
Arizona | Supply Butterfly Valve WS3-15 | Venturi Air Flow Valve | VENTURI AIR FLOW VALVE | TSI | TSI | 40065
Phoenix Biomedical Campus
ABC-1 Building
3rd Floor
Lab Area
Open Lab Area 331
Arizona | Supply Butterfly Valve WS3-14 | Venturi Air Flow Valve | VENTURI AIR FLOW VALVE | TSI | TSI | 40066
Phoenix Biomedical Campus
ABC-1 Building
3rd Floor
Lab Area
Open Lab Area 331
Arizona | Supply Butterfly Valve WS3-1 | Venturi Air Flow Valve | VENTURI AIR FLOW VALVE | TSI | TSI | 40077
Phoenix Biomedical Campus
ABC-1 Building
3rd Floor
Lab Area
Open Lab Area 331
Arizona | Supply Butterfly Valve WS3-2 | Venturi Air Flow Valve | VENTURI AIR FLOW VALVE | TSI | TSI | 40078
Phoenix Biomedical Campus
ABC-1 Building
3rd Floor
Lab Area
Open Lab Area 331
Arizona | Supply Butterfly Valve WS3-21 | Venturi Air Flow Valve | VENTURI AIR FLOW VALVE | TSI | TSI | 40079
Phoenix Biomedical Campus
ABC-1 Building
3rd Floor
Lab Area
Open Lab Area 331
Arizona | Supply Butterfly Valve WS3-3 | Venturi Air Flow Valve | VENTURI AIR FLOW VALVE | TSI | TSI | 40080
Phoenix Biomedical Campus
ABC-1 Building
3rd Floor
Lab Area
Open Lab Area 331
Arizona | Supply Butterfly Valve WS3-4 | Venturi Air Flow Valve | VENTURI AIR FLOW VALVE | TSI | TSI | 40081
Phoenix Biomedical Campus
ABC-1 Building
3rd Floor
Lab Area
Open Lab Area 331
Arizona | Supply Butterfly Valve WS3-5 | Venturi Air Flow Valve | VENTURI AIR FLOW VALVE | TSI | TSI | 40082
Phoenix Biomedical Campus
ABC-1 Building
3rd Floor
Lab Area
Open Lab Area 331
Arizona | Supply Butterfly Valve WS3-6 | Venturi Air Flow Valve | VENTURI AIR FLOW VALVE | TSI | TSI | 40083
Phoenix Biomedical Campus
ABC-1 Building
3rd Floor
Lab Area
Open Lab Area 331
Arizona | Supply Butterfly Valve WS3-7 | Venturi Air Flow Valve | VENTURI AIR FLOW VALVE | TSI | TSI | 40084
Phoenix Biomedical Campus
ABC-1 Building
3rd Floor
Lab Area
Open Lab Area 331
Arizona | Supply Butterfly Valve WS3-19 | Venturi Air Flow Valve | VENTURI AIR FLOW VALVE | TSI | TSI | 40086
Phoenix Biomedical Campus
ABC-1 Building
3rd Floor
Lab Area
Open Lab Area 331
Arizona | Supply Butterfly Valve WS3-8 | Venturi Air Flow Valve | VENTURI AIR FLOW VALVE | TSI | TSI | 40087
Phoenix Biomedical Campus
ABC-1 Building
3rd Floor
Lab Area
Open Lab Area 331
Arizona | Supply Butterfly Valve WS3-9 | Venturi Air Flow Valve | VENTURI AIR FLOW VALVE | TSI | TSI | 40088
Phoenix Biomedical Campus
ABC-1 Building
3rd Floor
Lab Area
Open Lab Area 331
Arizona | Exhaust Butterfly Valve WE3-18 | Venturi Air Flow Valve | VENTURI AIR FLOW VALVE | TSI | TSI | 40089
Phoenix Biomedical Campus
ABC-1 Building
3rd Floor
Lab Area
Open Lab Area 331
Arizona | Supply Butterfly Valve WS3-10 | Venturi Air Flow Valve | VENTURI AIR FLOW VALVE | TSI | TSI | 40090
Phoenix Biomedical Campus
ABC-1 Building
3rd Floor
Lab Area
Open Lab Area 331
Arizona | Supply Butterfly Valve WS3-11 | Venturi Air Flow Valve | VENTURI AIR FLOW VALVE | TSI | TSI | 40091
Phoenix Biomedical Campus
ABC-1 Building
3rd Floor
Lab Area
Open Lab Area 331
Arizona | Exhaust Butterfly Valve WE3-13 | Venturi Air Flow Valve | VENTURI AIR FLOW VALVE | TSI | TSI | 40092
Phoenix Biomedical Campus
ABC-1 Building
3rd Floor
Lab Area
Open Lab Area 331
Arizona | Exhaust Butterfly Valve WE3-11 | Venturi Air Flow Valve | VENTURI AIR FLOW VALVE | TSI | TSI | 40093
Phoenix Biomedical Campus
ABC-1 Building
3rd Floor
Lab Area
Tissue Culture 335
Arizona | Exhaust Butterfly Valve WE3-9 | Venturi Air Flow Valve | VENTURI AIR FLOW VALVE | TSI | TSI | 40094
Phoenix Biomedical Campus
ABC-1 Building
3rd Floor
Lab Area
Tissue Culture 335
Arizona | Exhaust Butterfly Valve WE3-7 | Venturi Air Flow Valve | VENTURI AIR FLOW VALVE | TSI | TSI | 40095
Phoenix Biomedical Campus
ABC-1 Building
3rd Floor
Lab Area
Tissue Culture 335
Arizona | Exhaust Butterfly Valve WE3-10 | Venturi Air Flow Valve | VENTURI AIR FLOW VALVE | TSI | TSI | 40096
Phoenix Biomedical Campus
ABC-1 Building
3rd Floor
Lab Area
Tissue Culture 335
Arizona | Exhaust Butterfly Valve WE3-6 | Venturi Air Flow Valve | VENTURI AIR FLOW VALVE | TSI | TSI | 40097
Phoenix Biomedical Campus
ABC-1 Building
3rd Floor
Lab Area
Tissue Culture 335
Arizona | Exhaust Butterfly Valve WE3-5 | Venturi Air Flow Valve | VENTURI AIR FLOW VALVE | TSI | TSI | 40098
Phoenix Biomedical Campus
ABC-1 Building
3rd Floor
Lab Area
Corridor 336
Chemistry Lab 347
Arizona | Exhaust Venturi Valve EV3-5 | Venturi Air Flow Valve | VENTURI AIR FLOW VALVE | TSI | TSI | 40099
Phoenix Biomedical Campus
ABC-1 Building
3rd Floor
Lab Area
Corridor 336
Chemistry Lab 347
Arizona | Exhaust Venturi Valve EV3-6 | Venturi Air Flow Valve | VENTURI AIR FLOW VALVE | TSI | TSI | 40100
Phoenix Biomedical Campus
ABC-1 Building
3rd Floor
Lab Area
Corridor 336
Chemistry Lab 347
Arizona | Exhaust Butterfly Valve WE3-4 | Venturi Air Flow Valve | VENTURI AIR FLOW VALVE | TSI | TSI | 40101
Phoenix Biomedical Campus
ABC-1 Building
3rd Floor
Lab Area
Corridor 342
Arizona | Exhaust Butterfly Valve WE3-3 | Venturi Air Flow Valve | VENTURI AIR FLOW VALVE | TSI | TSI | 40102
Phoenix Biomedical Campus
ABC-1 Building
3rd Floor
Lab Area
Corridor 342
Arizona | Exhaust Butterfly Valve WE3-14 | Venturi Air Flow Valve | VENTURI AIR FLOW VALVE | TSI | TSI | 40058
Phoenix Biomedical Campus
ABC-1 Building
3rd Floor
Lab Area
Corridor 334
Arizona | Exhaust Butterfly Valve WE3-12 | Venturi Air Flow Valve | VENTURI AIR FLOW VALVE | TSI | TSI | 40059
Phoenix Biomedical Campus
ABC-1 Building
3rd Floor
Lab Area
Corridor 334
Arizona | Exhaust Venturi Valve EV3-3 | Venturi Air Flow Valve | VENTURI AIR FLOW VALVE | TSI | TSI | 40060
Phoenix Biomedical Campus
ABC-1 Building
3rd Floor
Lab Area
Corridor 334
Arizona | Supply Butterfly Valve WS3-13 | Venturi Air Flow Valve | VENTURI AIR FLOW VALVE | TSI | TSI | 40062
Phoenix Biomedical Campus
ABC-1 Building
3rd Floor
Lab Area
Open Lab Area 331
Arizona | Supply Butterfly Valve WS3-12 | Venturi Air Flow Valve | VENTURI AIR FLOW VALVE | TSI | TSI | 40063
Phoenix Biomedical Campus
ABC-1 Building
3rd Floor
Lab Area
Open Lab Area 331
Arizona | Supply Butterfly Valve WS3-20 | Venturi Air Flow Valve | VENTURI AIR FLOW VALVE | TSI |  | 40073
Phoenix Biomedical Campus
ABC-1 Building
3rd Floor
Lab Area
Open Lab Area 331
Arizona | EV 2-4 | Venturi Air Flow Valve | VENTURI AIR FLOW VALVE |  | LV2211D | 41032
Phoenix Biomedical Campus
ABC-1 Building
2nd Floor
Lab Area
Central lab 271
Arizona | EV 2-1 | Venturi Air Flow Valve | VENTURI AIR FLOW VALVE |  | LV2211D | 41038
Phoenix Biomedical Campus
ABC-1 Building
2nd Floor
Lab Area
Central lab 271
Arizona | EV 2-2 | Venturi Air Flow Valve | VENTURI AIR FLOW VALVE |  | LV2211D | 41039
Phoenix Biomedical Campus
ABC-1 Building
2nd Floor
Lab Area
Central lab 271
Arizona | EV 2-3 | Venturi Air Flow Valve | VENTURI AIR FLOW VALVE |  | LV2211D | 41040
Phoenix Biomedical Campus
ABC-1 Building
2nd Floor
Lab Area
Central lab 271
Arizona | SV 2-1 | Venturi Air Flow Valve | VENTURI AIR FLOW VALVE |  | LV2211D | 41041
Phoenix Biomedical Campus
ABC-1 Building
2nd Floor
Lab Area
Central lab 271
Arizona | SV 2-6 | Venturi Air Flow Valve | VENTURI AIR FLOW VALVE |  | LV2211D | 41042
Phoenix Biomedical Campus
ABC-1 Building
2nd Floor
Lab Area
Central lab 271
Arizona | EV 2-7 | Venturi Air Flow Valve | VENTURI AIR FLOW VALVE |  | LV2211D | 41045
Phoenix Biomedical Campus
ABC-1 Building
2nd Floor
Lab Area
Central lab 271
Arizona | EV 2-5 | Venturi Air Flow Valve | VENTURI AIR FLOW VALVE |  | LV2211D | 41043
Phoenix Biomedical Campus
ABC-1 Building
2nd Floor
Lab Area
Gamma ctr. 271A
Arizona | EV 2-6 | Venturi Air Flow Valve | VENTURI AIR FLOW VALVE |  | LV2211D | 41044
Phoenix Biomedical Campus
ABC-1 Building
2nd Floor
Lab Area
Gamma ctr. 271A
Arizona | SV 2-2 | Venturi Air Flow Valve | VENTURI AIR FLOW VALVE |  | LV2211D | 41036
Phoenix Biomedical Campus
ABC-1 Building
2nd Floor
Lab Area
Glass wash 271C
Arizona | SV 2-4 | Venturi Air Flow Valve | VENTURI AIR FLOW VALVE |  | LV2211D | 41037
Phoenix Biomedical Campus
ABC-1 Building
2nd Floor
Lab Area
Glass wash 271C
Arizona | SV 2-8 | Venturi Air Flow Valve | VENTURI AIR FLOW VALVE |  | LV2211D | 41046
Phoenix Biomedical Campus
ABC-1 Building
2nd Floor
Lab Area
Exam 2 267
Arizona | SV 2-3 | Venturi Air Flow Valve | VENTURI AIR FLOW VALVE |  | LV2211D | 41034
Phoenix Biomedical Campus
ABC-1 Building
2nd Floor
Lab Area
Room 271E
Arizona | EV 2-4 | Venturi Air Flow Valve | VENTURI AIR FLOW VALVE |  | LV2211D | 41033
Phoenix Biomedical Campus
ABC-1 Building
2nd Floor
Lab Area
Room 271E
Arizona | SV 2-7 | Venturi Air Flow Valve | VENTURI AIR FLOW VALVE |  | LV2211D | 41035
Phoenix Biomedical Campus
ABC-1 Building
2nd Floor
Lab Area
Room 271E
Arizona | VAV 2-27 | Variable Volume Box | VAV |  | KRUEGER | 41047
Phoenix Biomedical Campus
ABC-1 Building
2nd Floor
Lab Area
Multi-purpose room 274
Arizona | VAV2-18 | Variable Volume Box | VAV | Krueger |  | 40034
Phoenix Biomedical Campus
ABC-1 Building
2nd Floor
Lab Area
Open office space 276
Arizona | VAV 2-8 | Variable Volume Box | VAV | Krueger | LMHS | 40043
Phoenix Biomedical Campus
ABC-1 Building
2nd Floor
Administration Area
Administration Corridor
Arizona | VAV 2-7 | Variable Volume Box | VAV | Krueger | LMHS | 40044
Phoenix Biomedical Campus
ABC-1 Building
2nd Floor
Administration Area
Administration Corridor
Arizona | VAV 2-12 | Variable Volume Box | VAV | Krueger | LMHS | 40045
Phoenix Biomedical Campus
ABC-1 Building
2nd Floor
Administration Area
Administration Corridor
Arizona | VAV 2-11 | Variable Volume Box | VAV | Krueger | LMHS | 40046
Phoenix Biomedical Campus
ABC-1 Building
2nd Floor
Administration Area
Administration Corridor
Arizona | VAV 2-10 | Variable Volume Box | VAV | Krueger | LMHS | 40047
Phoenix Biomedical Campus
ABC-1 Building
2nd Floor
Administration Area
Administration Corridor
Arizona | VAV 2-9 | Variable Volume Box | VAV | Krueger | LMHS | 40048
Phoenix Biomedical Campus
ABC-1 Building
2nd Floor
Administration Area
Administration Corridor
Arizona | VAV 2-4 | Variable Volume Box | VAV | Krueger | LMHS | 40049
Phoenix Biomedical Campus
ABC-1 Building
2nd Floor
Administration Area
Administration Corridor
IT Room 223
Arizona | VAV 2-2 | Variable Volume Box | VAV | Krueger | LMHS | 40050
Phoenix Biomedical Campus
ABC-1 Building
2nd Floor
Administration Area
Administration Corridor
IT Room 223
Arizona | VAV-2-26 | Variable Volume Box | VAV | Krueger | LMHS | 40025
Phoenix Biomedical Campus
ABC-1 Building
2nd Floor
Lab Area
Waiting room 257
Arizona | VAV-2-25 | Variable Volume Box | VAV | Krueger | LMHS | 40026
Phoenix Biomedical Campus
ABC-1 Building
2nd Floor
Lab Area
Kinesiology dry lab 272
Arizona | VAV-2-24 | Variable Volume Box | VAV | Krueger | LMHS | 40027
Phoenix Biomedical Campus
ABC-1 Building
2nd Floor
Lab Area
Open office space 276
Arizona | VAV 2 2-17 | Variable Volume Box | VAV | Krueger | LMHS | 40028
Phoenix Biomedical Campus
ABC-1 Building
2nd Floor
Lab Area
Multi-purpose room 274
Arizona | VAV 2-23 | Variable Volume Box | VAV | Krueger | LMHS | 40029
Phoenix Biomedical Campus
ABC-1 Building
2nd Floor
Lab Area
Open office space 276
Arizona | VAV 2-22 | Variable Volume Box | VAV | Krueger | LMHS | 40030
Phoenix Biomedical Campus
ABC-1 Building
2nd Floor
Lab Area
Consent 1 257D
Arizona | VAV 2-21 | Variable Volume Box | VAV | Krueger | LMHS | 40031
Phoenix Biomedical Campus
ABC-1 Building
2nd Floor
Lab Area
Nurse station 257B1
Arizona | VAV 2-20 | Variable Volume Box | VAV | Krueger | LMHS | 40032
Phoenix Biomedical Campus
ABC-1 Building
2nd Floor
Lab Area
Nurse station 257B1
Arizona | VAV 2-19 | Variable Volume Box | VAV | Krueger | LMHS | 40033
Phoenix Biomedical Campus
ABC-1 Building
2nd Floor
Lab Area
Bod Pod 252
Arizona | VAV 2-16 | Variable Volume Box | VAV | Krueger | LMHS | 40035
Phoenix Biomedical Campus
ABC-1 Building
2nd Floor
Lab Area
Kinesiology dry lab 272
Arizona | VAV 2-14 | Variable Volume Box | VAV | Krueger | LMHS | 40036
Phoenix Biomedical Campus
ABC-1 Building
2nd Floor
Main Corridor 211
Restroom 213 - Women
Arizona | VAV 2-15 | Variable Volume Box | VAV | Krueger | LMHS | 40037
Phoenix Biomedical Campus
ABC-1 Building
2nd Floor
Main Corridor 211
Restroom 213 - Women
Arizona | VAV 2-13 | Variable Volume Box | VAV | Krueger | LMHS | 40038
Phoenix Biomedical Campus
ABC-1 Building
2nd Floor
Main Corridor 211
Restroom 212 - Men
Arizona | VAV 2-03 | Variable Volume Box | VAV | Krueger | LMHS | 40039
Phoenix Biomedical Campus
ABC-1 Building
2nd Floor
Administration Area
Administration Corridor
Arizona | VAV 2-5 | Variable Volume Box | VAV | Krueger | LMHS | 40041
Phoenix Biomedical Campus
ABC-1 Building
2nd Floor
Administration Area
Administration Corridor
Arizona | VAV 2-01 | Variable Volume Box | VAV | Krueger | LMHS | 40040
Phoenix Biomedical Campus
ABC-1 Building
2nd Floor
Administration Area
Administration Corridor
Copy Work 209
Arizona | VAV 2-6 | Variable Volume Box | VAV | Krueger | LMHS | 40042
Phoenix Biomedical Campus
ABC-1 Building
2nd Floor
Administration Area
Administration Corridor
Arizona | VAV P-1 | Variable Volume Box | VAV |  |  | 41455
Phoenix Biomedical Campus
ABC-1 Building
Penthouse - P01
Arizona | VAV P2 | Variable Volume Box | VAV | Krueger | LMHS | 40266
Phoenix Biomedical Campus
ABC-1 Building
Penthouse - P01
Arizona | VAV1-20 | Variable Volume Box | VAV | Krueger | LMHS | 40278
Phoenix Biomedical Campus
ABC-1 Building
1st Floor
Lab Area
Corridor 180
Arizona | VAV1-21 | Variable Volume Box | VAV | Krueger | LMHS | 40279
Phoenix Biomedical Campus
ABC-1 Building
1st Floor
Lab Area
Corridor 180
Arizona | VAV3-11 | Variable Volume Box | VAV | Krueger |  | 40326
Phoenix Biomedical Campus
ABC-1 Building
3rd Floor
Main Corridor 311
Restroom 312 - Men
Arizona | VAV3-12 | Variable Volume Box | VAV | Krueger |  | 40339
Phoenix Biomedical Campus
ABC-1 Building
3rd Floor
Main Corridor 311
Restroom 313 - Women
Arizona | VAV3-13 | Variable Volume Box | VAV | Krueger |  | 40322
Phoenix Biomedical Campus
ABC-1 Building
3rd Floor
Main Corridor 311
Restroom 313 - Women
Arizona | VAV3-1 | Variable Volume Box | VAV |  |  | 40323
Phoenix Biomedical Campus
ABC-1 Building
3rd Floor
Administration Area
Administration Corridor
Open Office 316
Arizona | VAV3-2 | Variable Volume Box | VAV |  |  | 40324
Phoenix Biomedical Campus
ABC-1 Building
3rd Floor
Administration Area
Administration Corridor
Open Office 316
Arizona | VAV3-10 | Variable Volume Box | VAV |  |  | 40325
Phoenix Biomedical Campus
ABC-1 Building
3rd Floor
Administration Area
Administration Corridor
Open Office 316
Arizona | VAV3-9 | Variable Volume Box | VAV | Krueger |  | 40327
Phoenix Biomedical Campus
ABC-1 Building
3rd Floor
Administration Area
Administration Corridor
Open Office 316
Arizona | VAV3-8 | Variable Volume Box | VAV |  |  | 40328
Phoenix Biomedical Campus
ABC-1 Building
3rd Floor
Administration Area
Administration Corridor
Open Office 316
Arizona | VAV3-7 | Variable Volume Box | VAV | Krueger |  | 40329
Phoenix Biomedical Campus
ABC-1 Building
3rd Floor
Administration Area
Administration Corridor
Open Office 316
Arizona | VAV3-6 | Variable Volume Box | VAV | Krueger |  | 40331
Phoenix Biomedical Campus
ABC-1 Building
3rd Floor
Administration Area
Administration Corridor
Open Office 316
Arizona | VAV3-5 | Variable Volume Box | VAV |  |  | 40332
Phoenix Biomedical Campus
ABC-1 Building
3rd Floor
Administration Area
Administration Corridor
Open Office 316
Arizona | VAV3-4 | Variable Volume Box | VAV |  |  | 40333
Phoenix Biomedical Campus
ABC-1 Building
3rd Floor
Administration Area
Administration Corridor
Open Office 316
Arizona | VAV3-16 | Variable Volume Box | VAV |  |  | 40334
Phoenix Biomedical Campus
ABC-1 Building
3rd Floor
Administration Area
Administration Corridor
Open Office 316
Arizona | VAV3-15 | Variable Volume Box | VAV |  |  | 40335
Phoenix Biomedical Campus
ABC-1 Building
3rd Floor
Administration Area
Administration Corridor
Arizona | VAV1-8 | Variable Volume Box | VAV | Krueger |  | 40298
Phoenix Biomedical Campus
ABC-1 Building
1st Floor
Administration Area
Administration Corridor
Halodeck 123
Arizona | VAV1-4A | Variable Volume Box | VAV |  |  | 40299
Phoenix Biomedical Campus
ABC-1 Building
1st Floor
Administration Area
Administration Corridor
Halodeck 123
Arizona | VAV4-16 | Variable Volume Box | VAV |  |  | 40313
Phoenix Biomedical Campus
ABC-1 Building
4th Floor
Administration Area
Administration Corridor
Open Office 416
Arizona | VAV4-7 | Variable Volume Box | VAV |  |  | 40314
Phoenix Biomedical Campus
ABC-1 Building
4th Floor
Administration Area
Administration Corridor
Open Office 416
Arizona | VAV4-6 | Variable Volume Box | VAV |  |  | 40315
Phoenix Biomedical Campus
ABC-1 Building
4th Floor
Administration Area
Administration Corridor
Open Office 416
Arizona | VAV4-5 | Variable Volume Box | VAV |  |  | 40316
Phoenix Biomedical Campus
ABC-1 Building
4th Floor
Administration Area
Administration Corridor
Open Office 416
Arizona | VAV4-4 | Variable Volume Box | VAV |  |  | 40317
Phoenix Biomedical Campus
ABC-1 Building
4th Floor
Administration Area
Administration Corridor
Open Office 416
Arizona | VAV4-3 | Variable Volume Box | VAV |  |  | 40318
Phoenix Biomedical Campus
ABC-1 Building
4th Floor
Administration Area
Administration Corridor
Open Office 416
Arizona | VAV4-1 | Variable Volume Box | VAV |  |  | 40319
Phoenix Biomedical Campus
ABC-1 Building
4th Floor
Administration Area
Administration Corridor
Open Office 416
Arizona | VAV4-14 | Variable Volume Box | VAV |  |  | 40320
Phoenix Biomedical Campus
ABC-1 Building
4th Floor
Administration Area
Administration Corridor
Telephone Closet 405
Arizona | VAV4-15 | Variable Volume Box | VAV |  |  | 40321
Phoenix Biomedical Campus
ABC-1 Building
4th Floor
Administration Area
Administration Corridor
Arizona | VAV1-24 | Variable Volume Box | VAV |  | LMHS | 40281
Phoenix Biomedical Campus
ABC-1 Building
1st Floor
Lab Area
Class room 156
Arizona | VAV1-23 | Variable Volume Box | VAV | Krueger | LMHS | 40282
Phoenix Biomedical Campus
ABC-1 Building
1st Floor
Lab Area
Class room 156
Arizona | VAV1-19 | Variable Volume Box | VAV | Krueger | LMHS | 40283
Phoenix Biomedical Campus
ABC-1 Building
1st Floor
Lab Area
Lab 166
Arizona | VAV1-17 | Variable Volume Box | VAV |  |  | 40284
Phoenix Biomedical Campus
ABC-1 Building
1st Floor
Lab Area
Lab 166
Arizona | VAV1-18 | Variable Volume Box | VAV | Krueger |  | 40285
Phoenix Biomedical Campus
ABC-1 Building
1st Floor
Lab Area
Lab 166
Arizona | VAV1-22 | Variable Volume Box | VAV | Krueger | LMHS | 40286
Phoenix Biomedical Campus
ABC-1 Building
1st Floor
Lab Area
Room 156A
Arizona | VAV1-26 | Variable Volume Box | VAV | Krueger | LMHS | 40287
Phoenix Biomedical Campus
ABC-1 Building
1st Floor
Lab Area
Corridor 150
Arizona | VAV1-25 | Variable Volume Box | VAV | Krueger | LMHS | 40280
Phoenix Biomedical Campus
ABC-1 Building
1st Floor
Lab Area
Class room 156
Arizona | VAV1-27 | Variable Volume Box | VAV |  |  | 40288
Phoenix Biomedical Campus
ABC-1 Building
1st Floor
Lab Area
Corridor 150
Custodial Supply Room 152
Arizona | VAV1-10 | Variable Volume Box | VAV |  |  | 40290
Phoenix Biomedical Campus
ABC-1 Building
1st Floor
Administration Area
Administration Corridor
File Room 135
Arizona | VAV1-12 | Variable Volume Box | VAV |  |  | 40291
Phoenix Biomedical Campus
ABC-1 Building
1st Floor
Administration Area
Administration Corridor
File Room 135
Arizona | VAV1-11 | Variable Volume Box | VAV |  |  | 40289
Phoenix Biomedical Campus
ABC-1 Building
1st Floor
Administration Area
Administration Corridor
File Room 135
Arizona | VAV1-9 | Variable Volume Box | VAV |  |  | 40292
Phoenix Biomedical Campus
ABC-1 Building
1st Floor
Administration Area
Administration Corridor
Open Office 128
Arizona | VAV1-7 | Variable Volume Box | VAV |  |  | 40293
Phoenix Biomedical Campus
ABC-1 Building
1st Floor
Administration Area
Administration Corridor
Open Office 128
Arizona | VAV1-6 | Variable Volume Box | VAV |  |  | 40294
Phoenix Biomedical Campus
ABC-1 Building
1st Floor
Administration Area
Administration Corridor
Open Office 128
Arizona | VAV1-29, Outside of 126 | Variable Volume Box | VAV |  |  | 40295
Phoenix Biomedical Campus
ABC-1 Building
1st Floor
Administration Area
Administration Corridor
Arizona | VAV1-5, Outside of 125 | Variable Volume Box | VAV |  |  | 40296
Phoenix Biomedical Campus
ABC-1 Building
1st Floor
Administration Area
Administration Corridor
Arizona | VAV1-13 | Variable Volume Box | VAV | Krueger |  | 40302
Phoenix Biomedical Campus
ABC-1 Building
1st Floor
Main Corridor 111
Restroom 112 - Men
Arizona | VAV1-14 | Variable Volume Box | VAV | Krueger |  | 40303
Phoenix Biomedical Campus
ABC-1 Building
1st Floor
Main Corridor 111
Restroom 113 - Women
Arizona | VAV1-15 | Variable Volume Box | VAV | Krueger |  | 40304
Phoenix Biomedical Campus
ABC-1 Building
1st Floor
Main Corridor 111
Restroom 113 - Women
Arizona | VAV1-1 | Variable Volume Box | VAV | Krueger |  | 40305
Phoenix Biomedical Campus
ABC-1 Building
1st Floor
Administration Area
Administration Corridor
Copy Work 109
Arizona | VAV4-12 | Variable Volume Box | VAV |  |  | 40306
Phoenix Biomedical Campus
ABC-1 Building
4th Floor
Main Corridor 411
Restroom 413 - Women
Arizona | VAV4-13 | Variable Volume Box | VAV |  |  | 40307
Phoenix Biomedical Campus
ABC-1 Building
4th Floor
Main Corridor 411
Restroom 413 - Women
Arizona | VAV4-11 | Variable Volume Box | VAV |  |  | 40308
Phoenix Biomedical Campus
ABC-1 Building
4th Floor
Main Corridor 411
Restroom 412 - Men
Arizona | VAV4-2 | Variable Volume Box | VAV |  |  | 40309
Phoenix Biomedical Campus
ABC-1 Building
4th Floor
Administration Area
Administration Corridor
Open Office 416
Arizona | VAV4-10 | Variable Volume Box | VAV |  |  | 40310
Phoenix Biomedical Campus
ABC-1 Building
4th Floor
Administration Area
Administration Corridor
Open Office 416
Arizona | VAV4-9 | Variable Volume Box | VAV |  |  | 40311
Phoenix Biomedical Campus
ABC-1 Building
4th Floor
Administration Area
Administration Corridor
Open Office 416
Arizona | VAV4-8 | Variable Volume Box | VAV |  |  | 40312
Phoenix Biomedical Campus
ABC-1 Building
4th Floor
Administration Area
Administration Corridor
Open Office 416
Arizona | VAV3-14 | Variable Volume Box | VAV |  |  | 40336
Phoenix Biomedical Campus
ABC-1 Building
3rd Floor
Administration Area
Administration Corridor
Arizona | VAV1-3 | Variable Volume Box | VAV | Krueger |  | 40297
Phoenix Biomedical Campus
ABC-1 Building
1st Floor
Administration Area
Administration Corridor
Arizona | VAV1-28 | Variable Volume Box | VAV | Krueger | LMHS | 41493
Phoenix Biomedical Campus
ABC-1 Building
1st Floor
Administration Area
Administration Corridor
Assistant Office 133
Arizona | VAV1-33 | Variable Volume Box | VAV | Krueger | LMHS | 41492
Phoenix Biomedical Campus
ABC-1 Building
1st Floor
Administration Area
Administration Corridor
Faculty Office 122
Arizona | VAV3-3 | Variable Volume Box | VAV | Krueger | LMHS | 41491
Phoenix Biomedical Campus
ABC-1 Building
3rd Floor
Administration Area
Administration Corridor
Interaction 324
Arizona | VAV1-2 | Variable Volume Box | VAV | Krueger |  | 4320
Phoenix Biomedical Campus
ABC-1 Building
1st Floor
Administration Area
Administration Corridor
Copy Work 109
Arizona | VAV1-16 | Variable Volume Box | VAV | Krueger |  | 43211
Phoenix Biomedical Campus
ABC-1 Building
1st Floor
Main Corridor 111
Restroom 113 - Women
Arizona | VAV1-16 | Variable Volume Box | VAV | Krueger |  | VAV-255
Phoenix Biomedical Campus
ABC-1 Building
1st Floor
Main Corridor 111
Restroom 113 - Women
Arizona | VFD ERWP - 2 | Variable Frequency Drive | VFD | Yaskawa | E7 Drive Bypass | 40253
Phoenix Biomedical Campus
ABC-1 Building
Penthouse - P01
Arizona | VFD ERWP - 1 | Variable Frequency Drive | VFD | Yaskawa | E7 Drive Bypass | 40254
Phoenix Biomedical Campus
ABC-1 Building
Penthouse - P01
Arizona | VFD Return Air Fan - 1 | Variable Frequency Drive | VFD | Yaskawa | E7 Drive Bypass | 40255
Phoenix Biomedical Campus
ABC-1 Building
Penthouse - P01
Arizona | VFD MAU -1 | Variable Frequency Drive | VFD | Yaskawa | E7 Drive Bypass | 40256
Phoenix Biomedical Campus
ABC-1 Building
Penthouse - P01
Arizona | VFD MAU - 2 | Variable Frequency Drive | VFD | Yaskawa | E7 Drive Bypass | 40257
Phoenix Biomedical Campus
ABC-1 Building
Penthouse - P01
Arizona | VFD AHU - 2 | Variable Frequency Drive | VFD | Yaskawa | E7 Drive Bypass | 40258
Phoenix Biomedical Campus
ABC-1 Building
Penthouse - P01
Arizona | VFD MAU - 1 | Variable Frequency Drive | VFD | Yaskawa | E7 Drive Bypass | 40506
Phoenix Biomedical Campus
ABC-1 Building
Penthouse - P01
Arizona | VFD MAU - 2 | Variable Frequency Drive | VFD | Yaskawa | E7 Drive Bypass | 40507
Phoenix Biomedical Campus
ABC-1 Building
Penthouse - P01
Arizona | VFD PHWP - 1 | Variable Frequency Drive | VFD | Yaskawa | E7 Drive Bypass | 40508
Phoenix Biomedical Campus
ABC-1 Building
Penthouse - P01
Arizona | VFD PHWP - 2 | Variable Frequency Drive | VFD | Yaskawa | E7 Drive Bypass | 40509
Phoenix Biomedical Campus
ABC-1 Building
Penthouse - P01
Arizona | EF-1 VFD | Variable Frequency Drive | VFD | Yaskawa | E7 DRIVE | 40001
Phoenix Biomedical Campus
ABC-1 Building
Penthouse - P01
Arizona | EF-2 VFD | Variable Frequency Drive | VFD | Yaskawa | E7 DRIVE | 40002
Phoenix Biomedical Campus
ABC-1 Building
Penthouse - P01
Arizona | EF-3 VFD | Variable Frequency Drive | VFD | Yaskawa | E7 DRIVE | 40003
Phoenix Biomedical Campus
ABC-1 Building
Penthouse - P01
Arizona | VFD PCWP-1 | Variable Frequency Drive | VFD | Yaskawa | ETLBB027HZ | 40185
Phoenix Biomedical Campus
ABC-1 Building
1st Floor
Lab Area
Corridor 150
Mechanical Room 155
Arizona | VFD PCWP-2 | Variable Frequency Drive | VFD | Yaskawa | E7LBB027HZ | 40186
Phoenix Biomedical Campus
ABC-1 Building
1st Floor
Lab Area
Corridor 150
Mechanical Room 155
Arizona | EF-5 VFD | Variable Frequency Drive | VFD |  |  | 41387
Phoenix Biomedical Campus
ABC-1 Building
Penthouse - P01
Arizona | Gas Regulator Valve | Valve | VALVE | Resun | 200 W06 | 40011
Phoenix Biomedical Campus
ABC-1 Building
Penthouse - P01
Arizona | Chill Water Pressure Regulator Valve | Valve | VALVE | Cla-Val | 50-01 | 40012
Phoenix Biomedical Campus
ABC-1 Building
Penthouse - P01
Arizona | Pressure Regulating Valve | Valve | VALVE |  |  | 40263
Phoenix Biomedical Campus
ABC-1 Building
Penthouse - P01
Heating Water Boiler Room P03
Arizona | UPS | Uninterruptible Power Supply | UPS | Eaton Cutler Hammer | 9390 | 41445
Phoenix Biomedical Campus
ABC-1 Building
1st Floor
Administration Area
Administration Corridor
Telephone Closet 105
Arizona | UPS | Uninterruptible Power Supply | UPS | Eaton Cutler Hammer | 9390 | 41446
Phoenix Biomedical Campus
ABC-1 Building
2nd Floor
Administration Area
Administration Corridor
Telephone Closet 205
Arizona | UPS | Uninterruptible Power Supply | UPS | Eaton Cutler Hammer | 9390 | 41448
Phoenix Biomedical Campus
ABC-1 Building
3rd Floor
Administration Area
Administration Corridor
Telephone Closet 305
Arizona | UPS | Uninterruptible Power Supply | UPS | Eaton Cutler Hammer | 9390 | 41447
Phoenix Biomedical Campus
ABC-1 Building
2nd Floor
Administration Area
Administration Corridor
Server Room 204
Arizona | UPS | Uninterruptible Power Supply | UPS | Eaton Cutler Hammer | 9390 | 41449
Phoenix Biomedical Campus
ABC-1 Building
4th Floor
Administration Area
Administration Corridor
Telephone Closet 405
Arizona | UPS | Uninterruptible Power Supply | UPS | Eaton Cutler Hammer | 9390 | 41499
Phoenix Biomedical Campus
ABC-1 Building
1st Floor
Administration Area
Administration Corridor
Server Room 104
Arizona | Transformer | Transformer | TRANSFORMER | Siemens | 3FY030KYF | 40055
Phoenix Biomedical Campus
ABC-1 Building
2nd Floor
Administration Area
Administration Corridor
Electrical Room 207
Arizona | Transformer | Transformer | TRANSFORMER | Siemens | 3FY030KYF | 40056
Phoenix Biomedical Campus
ABC-1 Building
2nd Floor
Administration Area
Administration Corridor
Electrical Room 207
Arizona | Transformer | Transformer | TRANSFORMER | Siemens | H Series | 40521
Phoenix Biomedical Campus
ABC-1 Building
1st Floor
Lab Area
Corridor 180
Main Electrical Room 172
Arizona | Transformer | Transformer | TRANSFORMER | Siemens | H Series | 40527
Phoenix Biomedical Campus
ABC-1 Building
1st Floor
Lab Area
Corridor 180
Main Electrical Room 172
Arizona | Transformer ELIS | Transformer | TRANSFORMER | Siemens | 3F3Y030K4 | 40191
Phoenix Biomedical Campus
ABC-1 Building
1st Floor
Lab Area
Corridor 150
Mechanical Room 155
Arizona | Transformer | Transformer | TRANSFORMER | Siemens | H Series | 40524
Phoenix Biomedical Campus
ABC-1 Building
1st Floor
Lab Area
Corridor 180
Main Electrical Room 172
Arizona | Transformer | Transformer | TRANSFORMER | Siemens | H Series | 40549
Phoenix Biomedical Campus
ABC-1 Building
4th Floor
Administration Area
Administration Corridor
Electrical Room 407
Arizona | Transformer | Transformer | TRANSFORMER | Siemens | H Series | 40550
Phoenix Biomedical Campus
ABC-1 Building
4th Floor
Administration Area
Administration Corridor
Electrical Room 407
Arizona | Transformer | Transformer | TRANSFORMER | Siemens | H Series | 40564
Phoenix Biomedical Campus
ABC-1 Building
3rd Floor
Administration Area
Administration Corridor
Electrical Room 307
Arizona | Transformer | Transformer | TRANSFORMER | Siemens | H Series | 40563
Phoenix Biomedical Campus
ABC-1 Building
3rd Floor
Administration Area
Administration Corridor
Electrical Room 307
Arizona | Transformer | Transformer | TRANSFORMER | Siemens | H Series | 40501
Phoenix Biomedical Campus
ABC-1 Building
Penthouse - P01
Arizona | Transformer | Transformer | TRANSFORMER | Siemens | H Series | 40504
Phoenix Biomedical Campus
ABC-1 Building
Penthouse - P01
Arizona | Transfer Switch | Transfer Switch | TRANSFERSWITCH | Emerson | ASC07000 | 40536
Phoenix Biomedical Campus
ABC-1 Building
1st Floor
Lab Area
Corridor 180
Main Electrical Room 172
Arizona | Transfer Switch | Transfer Switch | TRANSFERSWITCH | Emerson | ASC07000 | 40523
Phoenix Biomedical Campus
ABC-1 Building
1st Floor
Lab Area
Corridor 180
Main Electrical Room 172
Arizona | Toilet | Toilet | TOILET |  |  | Toilet
Phoenix Biomedical Campus
ABC-1 Building
2nd Floor
Lab Area
Arizona | Technician - Eric Todacheeny | Technician | TECH |  |  | ET
Phoenix Biomedical Campus
ABC-1 Building
Arizona | Technician - Jaiver Salazar | Technician | TECH |  |  | JS
Phoenix Biomedical Campus
ABC-1 Building
Arizona | Technician - Tom McCullough | Technician | TECH |  |  | TM
Phoenix Biomedical Campus
ABC-1 Building
Arizona | Technician - Daron Wendt | Technician | TECH |  |  | DW
Phoenix Biomedical Campus
ABC-1 Building
Arizona | Technician - Armando Cazares | Technician | TECH |  |  | MY
Phoenix Biomedical Campus
ABC-1 Building
Arizona | Technician - Patty Close | Technician | TECH |  |  | PC
Phoenix Biomedical Campus
ABC-1 Building
Arizona | Compressed Air Tank | Tank | TANK |  | 302439 | 40755
Phoenix Biomedical Campus
ABC-1 Building
Penthouse - P01
Arizona | Fire Sprinkler Riser (Riser Room 154) | Sprinkler Riser | SPRINKLERRISER |  |  | 40180
Phoenix Biomedical Campus
ABC-1 Building
Fire Protection System
Arizona | RO/DI System | RO/DI System | RO/DI | Siemens |  | 40515
Phoenix Biomedical Campus
ABC-1 Building
1st Floor
Lab Area
Corridor 180
RO/DI Room 186
Arizona | RO/DI System | RO/DI System | RO/DI | Siemens |  | 40517
Phoenix Biomedical Campus
ABC-1 Building
1st Floor
Lab Area
Corridor 180
RO/DI Room 186
Arizona | RO/DI System | RO/DI System | RO/DI | Aquafine | HX02BDS | 40518
Phoenix Biomedical Campus
ABC-1 Building
1st Floor
Lab Area
Corridor 180
RO/DI Room 186
Arizona | RO/DI System | RO/DI System | RO/DI | Diamond Fiberglass |  | 40519
Phoenix Biomedical Campus
ABC-1 Building
1st Floor
Lab Area
Corridor 180
RO/DI Room 186
Arizona | RO/DI System | RO/DI System | RO/DI | Siemens | M43R009ESD | 40516
Phoenix Biomedical Campus
ABC-1 Building
1st Floor
Lab Area
Corridor 180
RO/DI Room 186
Arizona | Vacuum Pump VP-1 | Pump | PUMP | Globalvac | GPRBDT-300 | 40004
Phoenix Biomedical Campus
ABC-1 Building
Penthouse - P01
Arizona | Sump Pump | Pump | PUMP | Weil | W-8138T-040-D | 40024
Phoenix Biomedical Campus
ABC-1 Building
Basement
Arizona | Booster Pump | Pump | PUMP | Grundfos | B911285240621 | 40013
Phoenix Biomedical Campus
ABC-1 Building
Penthouse - P01
Heating Water Boiler Room P03
Arizona | Water Pump, Energy Recovery - 1 | Pump | PUMP | Armstrong | VEJMM3218T | 40007
Phoenix Biomedical Campus
ABC-1 Building
Penthouse - P01
Arizona | Water Pump, Energy Recovery - 2 | Pump | PUMP | Armstrong | VEJMM3218T | 40008
Phoenix Biomedical Campus
ABC-1 Building
Penthouse - P01
Arizona | Primary Chilled Water Pump - 1 | Pump | PUMP |  | EM4102T | 40187
Phoenix Biomedical Campus
ABC-1 Building
1st Floor
Lab Area
Corridor 150
Mechanical Room 155
Arizona | Primary Chilled Water Pump - 2 | Pump | PUMP |  | EM4102T | 40188
Phoenix Biomedical Campus
ABC-1 Building
1st Floor
Lab Area
Corridor 150
Mechanical Room 155
Arizona | Elevator Pump | Pump | PUMP | Otis | ABB21310AA (MLB3) | 40511
Phoenix Biomedical Campus
ABC-1 Building
Penthouse - P01
Elevator B Machine Room P02
Arizona | Elevator Pump | Pump | PUMP | Otis | ABA21241U | 40542
Phoenix Biomedical Campus
ABC-1 Building
1st Floor
Administration Area
Administration Corridor
Elevator Equipment Room 139
Arizona | PHWP - 1 | Pump | PUMP | Armstrong | 5x5x8 4300TC | 40264
Phoenix Biomedical Campus
ABC-1 Building
Penthouse - P01
Heating Water Boiler Room P03
Arizona | PHWP - 2 | Pump | PUMP | Armstrong | 5x5x8 4300TC | 40265
Phoenix Biomedical Campus
ABC-1 Building
Penthouse - P01
Heating Water Boiler Room P03
Arizona | Pot Feeder Energy Recovery | Pot Feeder | PF |  |  | 41379
Phoenix Biomedical Campus
ABC-1 Building
Penthouse - P01
Arizona | Pot Feeder Chilled Water | Pot Feeder | PF |  |  | 41367
Phoenix Biomedical Campus
ABC-1 Building
1st Floor
Lab Area
Corridor 150
Mechanical Room 155
Arizona | Pot Feeder Heating Hot Water | Pot Feeder | PF |  |  | 41368
Phoenix Biomedical Campus
ABC-1 Building
Penthouse - P01
Heating Water Boiler Room P03
Arizona | Humidifier HU-2 | Humidifier | HUMIDIFIER | Pure | GX-12 | 40252
Phoenix Biomedical Campus
ABC-1 Building
Penthouse - P01
Arizona | Humidifier HU-1 | Humidifier | HUMIDIFIER | Pure | GY-12 | 40756
Phoenix Biomedical Campus
ABC-1 Building
Penthouse - P01
Arizona | Heat Exchanger HX-2 | Heat Exchanger | HEATEXCHANGER | Alfa Laval | A06-FG | 40760
Phoenix Biomedical Campus
ABC-1 Building
1st Floor
Lab Area
Corridor 150
Mechanical Room 155
Arizona | Heat Exchanger HX-1 | Heat Exchanger | HEATEXCHANGER | Alfa Laval | A06-FG | 40192
Phoenix Biomedical Campus
ABC-1 Building
1st Floor
Lab Area
Corridor 150
Mechanical Room 155
Arizona | Emergency Generator Set | Generator | GENERATOR | Cummins Onan | DFEK-5761442 | 40514
Phoenix Biomedical Campus
ABC-1 Building
Basement
Arizona | Fire Alarm Control Panel (Riser Room 154) | Fire Control Panel | FIRECONTROLPANEL | Edwards | EST3 | 40546
Phoenix Biomedical Campus
ABC-1 Building
Fire Protection System
Arizona | Fan Coil Unit - Penthouse | Fan Coil Unit | FANCOIL |  |  | 40268
Phoenix Biomedical Campus
ABC-1 Building
Stairwell B (South)
Arizona | Fan Coil Coil - 3rd Floor | Fan Coil Unit | FANCOIL |  |  | 40272
Phoenix Biomedical Campus
ABC-1 Building
Stairwell B (South)
Arizona | Fan Coil Unit - 2nd Floor | Fan Coil Unit | FANCOIL |  |  | 40273
Phoenix Biomedical Campus
ABC-1 Building
Stairwell B (South)
Arizona | Fan Coil Unit - 1st Floor | Fan Coil Unit | FANCOIL |  |  | 40274
Phoenix Biomedical Campus
ABC-1 Building
Stairwell B (South)
Arizona | Fan Coil Unit - 4th Floor | Fan Coil Unit | FANCOIL |  |  | 40271
Phoenix Biomedical Campus
ABC-1 Building
Stairwell B (South)
Arizona | Fan Coil Unit - 10 | Fan Coil Unit | FANCOIL | McQuay | FSCD1S20AC00C3AAG20AIC1 | 40262
Phoenix Biomedical Campus
ABC-1 Building
Penthouse - P01
Heating Water Boiler Room P03
Arizona | Fan Coil Unit - 9 | Fan Coil Unit | FANCOIL | McQuay | FSCD-1-S06AC0DC34 | 40267
Phoenix Biomedical Campus
ABC-1 Building
Penthouse - P01
Elevator B Machine Room P02
Arizona | Fan Coil Unit - 8 | Fan Coil Unit | FANCOIL | McQuay |  | 40301
Phoenix Biomedical Campus
ABC-1 Building
1st Floor
Administration Area
Administration Corridor
Elevator Equipment Room 139
Arizona | Fan Coil Unit - 7 | Fan Coil Unit | FANCOIL | Cornell | SS90 | 40016
Phoenix Biomedical Campus
ABC-1 Building
Stairwell A (North)
Arizona | Fan Coil Unit - 2 (Between Floors 2&3) | Fan Coil Unit | FANCOIL | McQuay |  | 40019
Phoenix Biomedical Campus
ABC-1 Building
Stairwell A (North)
Arizona | Return Fan RAF-1 | Fan | FAN | Cook | 5400MX | 40005
Phoenix Biomedical Campus
ABC-1 Building
Penthouse - P01
Arizona | EW/ Shower 271 | Eye Wash Station | EYEWASHSTATION |  |  | 41242
Phoenix Biomedical Campus
ABC-1 Building
2nd Floor
Lab Area
Central lab 271
Arizona | EWS 170 | Eye Wash Station | EYEWASHSTATION | Water Saver Faucet | EW1022 | 40483
Phoenix Biomedical Campus
ABC-1 Building
1st Floor
Lab Area
NMR Room 170
Arizona | EWS 333 | Eye Wash Station | EYEWASHSTATION | Water Saver Faucet | EW1022 | 40459
Phoenix Biomedical Campus
ABC-1 Building
3rd Floor
Lab Area
Corridor 334
Fume HD 333
Arizona | EWS 335 | Eye Wash Station | EYEWASHSTATION | Water Saver Faucet | EW1022 | 40466
Phoenix Biomedical Campus
ABC-1 Building
3rd Floor
Lab Area
Tissue Culture 335
Arizona | EWS 345 | Eye Wash Station | EYEWASHSTATION | Water Saver Faucet | EW1022 | 40457
Phoenix Biomedical Campus
ABC-1 Building
3rd Floor
Lab Area
Corridor 334
Tissue Culture 345
Arizona | EW-Shower 333 | Eye Wash Station | EYEWASHSTATION | Haws | 8356WC | 40485
Phoenix Biomedical Campus
ABC-1 Building
3rd Floor
Lab Area
Corridor 334
Fume HD 333
Arizona | EWS 331CD | Eye Wash Station | EYEWASHSTATION | Water Saver Faucet | EW1022 | 40468
Phoenix Biomedical Campus
ABC-1 Building
3rd Floor
Lab Area
Open Lab Area 331
Arizona | EWS 344 | Eye Wash Station | EYEWASHSTATION | Water Saver Faucet | EW1022 | 40458
Phoenix Biomedical Campus
ABC-1 Building
3rd Floor
Lab Area
Corridor 334
Cold Room 344
Arizona | EWS 331EF | Eye Wash Station | EYEWASHSTATION | Water Saver Faucet | EW1022 | 40469
Phoenix Biomedical Campus
ABC-1 Building
3rd Floor
Lab Area
Open Lab Area 331
Arizona | EWS 331GH | Eye Wash Station | EYEWASHSTATION | Water Saver Faucet | EW1022 | 40470
Phoenix Biomedical Campus
ABC-1 Building
3rd Floor
Lab Area
Open Lab Area 331
Arizona | EWS 340 | Eye Wash Station | EYEWASHSTATION | Water Saver Faucet | EW1022 | 40465
Phoenix Biomedical Campus
ABC-1 Building
3rd Floor
Lab Area
Tissue Culture 340
Arizona | EWS 343 | Eye Wash Station | EYEWASHSTATION | Water Saver Faucet | EW1022 | 40464
Phoenix Biomedical Campus
ABC-1 Building
3rd Floor
Lab Area
Corridor 342
Fume HD 343
Arizona | EW-Shower 343 | Eye Wash Station | EYEWASHSTATION | Haws | 8356WC | 40484
Phoenix Biomedical Campus
ABC-1 Building
3rd Floor
Lab Area
Corridor 342
Fume HD 343
Arizona | EW-Shower 347 | Eye Wash Station | EYEWASHSTATION | Haws | 8356WC | 40486
Phoenix Biomedical Campus
ABC-1 Building
3rd Floor
Lab Area
Corridor 336
Chemistry Lab 347
Arizona | EWS-Shower 352 | Eye Wash Station | EYEWASHSTATION | Haws | 8356WC | 40487
Phoenix Biomedical Campus
ABC-1 Building
3rd Floor
Lab Area
Corridor 342
Chemical Dispense Lab 352
Arizona | EWS 347 | Eye Wash Station | EYEWASHSTATION | Water Saver Faucet | EW1022 | 40460
Phoenix Biomedical Campus
ABC-1 Building
3rd Floor
Lab Area
Corridor 336
Chemistry Lab 347
Arizona | EWS 349 | Eye Wash Station | EYEWASHSTATION | Water Saver Faucet | EW1022 | 40461
Phoenix Biomedical Campus
ABC-1 Building
3rd Floor
Lab Area
Corridor 336
Autoclave Glass Wash 349
Arizona | EWS 351 | Eye Wash Station | EYEWASHSTATION | Water Saver Faucet | EW1022 | 40462
Phoenix Biomedical Campus
ABC-1 Building
3rd Floor
Lab Area
Corridor 342
Warm Room 351
Arizona | EW-Shower PO-3 | Eye Wash Station | EYEWASHSTATION | Haws | 8200 | 40463
Phoenix Biomedical Campus
ABC-1 Building
Penthouse - P01
Heating Water Boiler Room P03
Arizona | EWS 445 | Eye Wash Station | EYEWASHSTATION | Water Saver Faucet | EW1022 | 40471
Phoenix Biomedical Campus
ABC-1 Building
4th Floor
Lab Area
Corridor 434
Tissue Culture 445
Arizona | EWS 433 | Eye Wash Station | EYEWASHSTATION | Water Saver Faucet | EW1022 | 40472
Phoenix Biomedical Campus
ABC-1 Building
4th Floor
Lab Area
Corridor 434
Fume HD 433
Arizona | EWS 431AB | Eye Wash Station | EYEWASHSTATION | Water Saver Faucet | EW1022 | 40473
Phoenix Biomedical Campus
ABC-1 Building
4th Floor
Lab Area
Open Lab Area 431
Arizona | EWS 431CD | Eye Wash Station | EYEWASHSTATION | Water Saver Faucet | EW1022 | 40475
Phoenix Biomedical Campus
ABC-1 Building
4th Floor
Lab Area
Open Lab Area 431
Arizona | EWS 435 | Eye Wash Station | EYEWASHSTATION | Water Saver Faucet | EW1022 | 40474
Phoenix Biomedical Campus
ABC-1 Building
4th Floor
Lab Area
Tissue Culture 435
Arizona | EWS 431EF | Eye Wash Station | EYEWASHSTATION | Water Saver Faucet | EW1022 | 40476
Phoenix Biomedical Campus
ABC-1 Building
4th Floor
Lab Area
Open Lab Area 431
Arizona | EWS 440 | Eye Wash Station | EYEWASHSTATION | Water Saver Faucet | EW1022 | 40477
Phoenix Biomedical Campus
ABC-1 Building
4th Floor
Lab Area
Tissue Culture 440
Arizona | EWS 431GH | Eye Wash Station | EYEWASHSTATION | Water Saver Faucet | EW1022 | 40478
Phoenix Biomedical Campus
ABC-1 Building
4th Floor
Lab Area
Open Lab Area 431
Arizona | EWS 443 | Eye Wash Station | EYEWASHSTATION | Water Saver Faucet | EW1022 | 40479
Phoenix Biomedical Campus
ABC-1 Building
4th Floor
Lab Area
Corridor 442
Fume HD 443
Arizona | EW-Shower 443 | Eye Wash Station | EYEWASHSTATION | Haws | 8356WC | 40489
Phoenix Biomedical Campus
ABC-1 Building
4th Floor
Lab Area
Corridor 442
Fume HD 443
Arizona | EWS 451 | Eye Wash Station | EYEWASHSTATION | Water Saver Faucet | EW1022 | 40480
Phoenix Biomedical Campus
ABC-1 Building
4th Floor
Lab Area
Corridor 442
Cold Room 451
Arizona | EWS 449 | Eye Wash Station | EYEWASHSTATION | Water Saver Faucet | EW1022 | 40481
Phoenix Biomedical Campus
ABC-1 Building
4th Floor
Lab Area
Corridor 436
Autoclave Glass Wash 449
Arizona | EW-Shower 452 | Eye Wash Station | EYEWASHSTATION | Haws | 8356WC | 40491
Phoenix Biomedical Campus
ABC-1 Building
4th Floor
Lab Area
Corridor 442
Chemical Dispense Lab 452
Arizona | EW-Shower 433 | Eye Wash Station | EYEWASHSTATION | Haws | 8356WC | 40490
Phoenix Biomedical Campus
ABC-1 Building
4th Floor
Lab Area
Corridor 442
Fume HD 443
Arizona | EWS 447 | Eye Wash Station | EYEWASHSTATION | Water Saver Faucet | EW1022 | 40482
Phoenix Biomedical Campus
ABC-1 Building
4th Floor
Lab Area
Corridor 436
Chemistry Lab 447
Arizona | EW-Shower 447 | Eye Wash Station | EYEWASHSTATION | Haws | 8356WC | 40488
Phoenix Biomedical Campus
ABC-1 Building
4th Floor
Lab Area
Corridor 436
Chemistry Lab 447
Arizona | EWS 331AB | Eye Wash Station | EYEWASHSTATION | Water Saver Faucet | EW1022 | 40467
Phoenix Biomedical Campus
ABC-1 Building
3rd Floor
Lab Area
Open Lab Area 331
Arizona | Expansion Tank | Expansion Tank | EXPANSIONTANK | Bell & Gossett | D80V | 40006
Phoenix Biomedical Campus
ABC-1 Building
Penthouse - P01
Arizona | Expansion Tank | Expansion Tank | EXPANSIONTANK |  |  | 40189
Phoenix Biomedical Campus
ABC-1 Building
1st Floor
Lab Area
Corridor 150
Mechanical Room 155
Arizona | Expansion Tank | Expansion Tank | EXPANSIONTANK | Bell & Gossett | 159879 | 40014
Phoenix Biomedical Campus
ABC-1 Building
Penthouse - P01
Heating Water Boiler Room P03
Arizona | HHW Expansion Tank | Expansion Tank | EXPANSIONTANK |  | ST-5 | 41388
Phoenix Biomedical Campus
ABC-1 Building
Penthouse - P01
Arizona | Exhaust Fan -5 | Exhaust Fan | EXHAUSTFAN |  | 300 OMXV 300oM2 | 41374
Phoenix Biomedical Campus
ABC-1 Building
Penthouse - P01
Arizona | Exhaust Fan 4, EF-4 | Exhaust Fan | EXHAUSTFAN | Cook | 120ACRU-120R15D | 40512
Phoenix Biomedical Campus
ABC-1 Building
Penthouse - P01
Roof
Arizona | Exhaust Fan - 3 | Exhaust Fan | EXHAUSTFAN | Cook | 300-QMXV3000MXVERT | 40259
Phoenix Biomedical Campus
ABC-1 Building
Penthouse - P01
Arizona | Exhaust Fan - 2 | Exhaust Fan | EXHAUSTFAN | Cook | 300-QMXV3000MXVERT | 40260
Phoenix Biomedical Campus
ABC-1 Building
Penthouse - P01
Arizona | Exhaust Fan - 1 | Exhaust Fan | EXHAUSTFAN | Cook | 300-QMXV3000MXVERT | 40261
Phoenix Biomedical Campus
ABC-1 Building
Penthouse - P01
Arizona | Energy Recovery Unit 1 | Energy Recovery Unit | ENERGYRECOVERY | McQuay | ERU-1 C02L R | 40000
Phoenix Biomedical Campus
ABC-1 Building
Penthouse - P01
Arizona | Elevator A | Elevator | ELEVATOR |  |  | 41469
Phoenix Biomedical Campus
ABC-1 Building
Arizona | Elevator B | Elevator | ELEVATOR |  |  | 41468
Phoenix Biomedical Campus
ABC-1 Building
Arizona | Electrical Panel | Electrical Panel | EPANEL | Siemens | P1C42ML125LTF | 40103
Phoenix Biomedical Campus
ABC-1 Building
3rd Floor
Lab Area
Corridor 342
Arizona | Electrical Panel P63F | Electrical Panel | EPANEL | Siemens | P1C42ML125LTF | 40104
Phoenix Biomedical Campus
ABC-1 Building
3rd Floor
Lab Area
Corridor 342
Arizona | Electrical Panel PL3E | Electrical Panel | EPANEL | Siemens | P1C42ML125LTF | 40107
Phoenix Biomedical Campus
ABC-1 Building
3rd Floor
Lab Area
Corridor 342
Arizona | Electrical Panel EL351 (EM) | Electrical Panel | EPANEL | Siemens | P1C42ML125LTF | 40105
Phoenix Biomedical Campus
ABC-1 Building
3rd Floor
Lab Area
Corridor 342
Arizona | Electrical Panel EL351 (EM) | Electrical Panel | EPANEL | Siemens | P1C42ML125LTF | 40106
Phoenix Biomedical Campus
ABC-1 Building
3rd Floor
Lab Area
Corridor 342
Arizona | Electrical Panel PL3H | Electrical Panel | EPANEL | Siemens | P1C42ML125LTF | 40108
Phoenix Biomedical Campus
ABC-1 Building
3rd Floor
Lab Area
Corridor 342
Arizona | Electrical Panel PL3D | Electrical Panel | EPANEL | Siemens | P1C42ML125LTF | 40109
Phoenix Biomedical Campus
ABC-1 Building
3rd Floor
Lab Area
Corridor 334
Arizona | Electrical Panel PL3C | Electrical Panel | EPANEL | Siemens | P1C42ML125LTF | 40110
Phoenix Biomedical Campus
ABC-1 Building
3rd Floor
Lab Area
Corridor 334
Arizona | Electrical Panel ELSA (EM) | Electrical Panel | EPANEL | Siemens | P1C42ML125LTF | 40111
Phoenix Biomedical Campus
ABC-1 Building
3rd Floor
Lab Area
Corridor 334
Arizona | Electrical Panel PL3B | Electrical Panel | EPANEL | Siemens | P1C42ML125LTF | 40112
Phoenix Biomedical Campus
ABC-1 Building
3rd Floor
Lab Area
Corridor 334
Arizona | Electrical Panel EL344 (EM) | Electrical Panel | EPANEL | Siemens | P1C42ML125LTF | 40113
Phoenix Biomedical Campus
ABC-1 Building
3rd Floor
Lab Area
Corridor 334
Arizona | Electrical Panel EL3B | Electrical Panel | EPANEL | Siemens | P1C42ML125LTF | 40114
Phoenix Biomedical Campus
ABC-1 Building
3rd Floor
Lab Area
Corridor 334
Arizona | Electrical Panel PL3A | Electrical Panel | EPANEL | Siemens | P1C42ML125LTF | 40115
Phoenix Biomedical Campus
ABC-1 Building
3rd Floor
Lab Area
Corridor 334
Arizona | Electrical Panel PL2G | Electrical Panel | EPANEL | Siemens | P1C42MC125 | 40051
Phoenix Biomedical Campus
ABC-1 Building
2nd Floor
Administration Area
Administration Corridor
Electrical Room 207
Arizona | Electrical Panel PL2H | Electrical Panel | EPANEL | Siemens | P1C42ML125CTS | 40052
Phoenix Biomedical Campus
ABC-1 Building
2nd Floor
Administration Area
Administration Corridor
Electrical Room 207
Arizona | Electrical Panel EL2A | Electrical Panel | EPANEL | Siemens | P1C42BL100CBS | 40053
Phoenix Biomedical Campus
ABC-1 Building
2nd Floor
Administration Area
Administration Corridor
Electrical Room 207
Arizona | Electrical Panel DL2 | Electrical Panel | EPANEL | Siemens | PSC75LM800BBS | 40054
Phoenix Biomedical Campus
ABC-1 Building
2nd Floor
Administration Area
Administration Corridor
Electrical Room 207
Arizona | Electrical Panel DH2 | Electrical Panel | EPANEL | Siemens | P2E90ML250FBS | 40057
Phoenix Biomedical Campus
ABC-1 Building
2nd Floor
Administration Area
Administration Corridor
Electrical Room 207
Arizona | Electrical Panel LSL1 | Electrical Panel | EPANEL | Siemens | P1 | 40520
Phoenix Biomedical Campus
ABC-1 Building
1st Floor
Lab Area
Corridor 180
Main Electrical Room 172
Arizona | Electrical Panel LSH1 | Electrical Panel | EPANEL | Siemens | P2 | 40522
Phoenix Biomedical Campus
ABC-1 Building
1st Floor
Lab Area
Corridor 180
Main Electrical Room 172
Arizona | Electrical Panel PL4A | Electrical Panel | EPANEL | Siemens | P1C42ML125CTF | 40170
Phoenix Biomedical Campus
ABC-1 Building
4th Floor
Lab Area
Corridor 434
Arizona | Electrical Panel DL1 | Electrical Panel | EPANEL | Siemens | P5 | 40528
Phoenix Biomedical Campus
ABC-1 Building
1st Floor
Lab Area
Corridor 180
Main Electrical Room 172
Arizona | Electrical Panel PL1B | Electrical Panel | EPANEL | Siemens | P1 | 40529
Phoenix Biomedical Campus
ABC-1 Building
1st Floor
Lab Area
Corridor 180
Main Electrical Room 172
Arizona | Electrical Panel PL1A | Electrical Panel | EPANEL | Siemens | P1 | 40530
Phoenix Biomedical Campus
ABC-1 Building
1st Floor
Lab Area
Corridor 180
Main Electrical Room 172
Arizona | SB SES Section 1 | Electrical Panel | EPANEL | Siemens | SB3 Rev, A | 40531
Phoenix Biomedical Campus
ABC-1 Building
1st Floor
Lab Area
Corridor 180
Main Electrical Room 172
Arizona | SB SES Section 2 | Electrical Panel | EPANEL | Siemens | SB3 Rev A | 40532
Phoenix Biomedical Campus
ABC-1 Building
1st Floor
Lab Area
Corridor 180
Main Electrical Room 172
Arizona | SB SES Section 3 | Electrical Panel | EPANEL | Siemens | SB Rev A | 40533
Phoenix Biomedical Campus
ABC-1 Building
1st Floor
Lab Area
Corridor 180
Main Electrical Room 172
Arizona | SB SES Section 4 | Electrical Panel | EPANEL | Siemens | SB3 Rev A | 40534
Phoenix Biomedical Campus
ABC-1 Building
1st Floor
Lab Area
Corridor 180
Main Electrical Room 172
Arizona | Electrical Panel GS | Electrical Panel | EPANEL | Siemens | P5 | 40535
Phoenix Biomedical Campus
ABC-1 Building
1st Floor
Lab Area
Corridor 180
Main Electrical Room 172
Arizona | Electrical Panel DLP | Electrical Panel | EPANEL | Siemens | P1 | 40503
Phoenix Biomedical Campus
ABC-1 Building
Penthouse - P01
Arizona | Electrical Panel EL1S | Electrical Panel | EPANEL | Siemens |  | 40547
Phoenix Biomedical Campus
ABC-1 Building
1st Floor
Lab Area
Corridor 150
MDF Room 153
Arizona | Electrical Panel DL4 | Electrical Panel | EPANEL | Siemens | P5 | 40548
Phoenix Biomedical Campus
ABC-1 Building
4th Floor
Administration Area
Administration Corridor
Electrical Room 407
Arizona | Electrical Panel PL2S | Electrical Panel | EPANEL | Siemens |  | 40580
Phoenix Biomedical Campus
ABC-1 Building
2nd Floor
Administration Area
Administration Corridor
Telephone Closet 205
Arizona | Electrical Panel DL3 | Electrical Panel | EPANEL | Siemens | P5 | 40562
Phoenix Biomedical Campus
ABC-1 Building
3rd Floor
Administration Area
Administration Corridor
Electrical Room 307
Arizona | Electrical Panel | Electrical Panel | EPANEL | Eaton Cutler Hammer | PRL39 | 40578
Phoenix Biomedical Campus
ABC-1 Building
2nd Floor
Administration Area
Administration Corridor
Telephone Closet 205
Arizona | Electrical Panel PLT2 | Electrical Panel | EPANEL | Siemens |  | 40579
Phoenix Biomedical Campus
ABC-1 Building
2nd Floor
Administration Area
Administration Corridor
Telephone Closet 205
Arizona | Electrical Panel EL1A | Electrical Panel | EPANEL | Siemens | P1 | 40525
Phoenix Biomedical Campus
ABC-1 Building
1st Floor
Lab Area
Corridor 180
Main Electrical Room 172
Arizona | Electrical Panel DH1 | Electrical Panel | EPANEL | Siemens | P2 | 40526
Phoenix Biomedical Campus
ABC-1 Building
1st Floor
Lab Area
Corridor 180
Main Electrical Room 172
Arizona | Electrical Panel | Electrical Panel | EPANEL | Eaton Cutler Hammer | PRL39 | 40559
Phoenix Biomedical Campus
ABC-1 Building
4th Floor
Administration Area
Administration Corridor
Server Room 403
Arizona | Electrical Panel PL4T | Electrical Panel | EPANEL | Siemens | P1 | 40560
Phoenix Biomedical Campus
ABC-1 Building
4th Floor
Administration Area
Administration Corridor
Telephone Closet 405
Arizona | Electrical Panel PL4S | Electrical Panel | EPANEL | Siemens | P1 | 40561
Phoenix Biomedical Campus
ABC-1 Building
4th Floor
Administration Area
Administration Corridor
Telephone Closet 405
Arizona | Electrical Panel PL2X | Electrical Panel | EPANEL | Siemens | P1 | 40577
Phoenix Biomedical Campus
ABC-1 Building
2nd Floor
Administration Area
Administration Corridor
Server Room 204
Arizona | Electrical Panel EH1 | Electrical Panel | EPANEL | Siemens | P5 | 40537
Phoenix Biomedical Campus
ABC-1 Building
1st Floor
Lab Area
Corridor 180
Main Electrical Room 172
Arizona | Electrical Panel PL1F | Electrical Panel | EPANEL | Siemens | P1 | 40538
Phoenix Biomedical Campus
ABC-1 Building
1st Floor
Administration Area
Administration Corridor
Electrical Room 107
Arizona | Electrical Panel PL1E | Electrical Panel | EPANEL | Siemens | P1 | 40539
Phoenix Biomedical Campus
ABC-1 Building
1st Floor
Administration Area
Administration Corridor
Electrical Room 107
Arizona | Electrical Panel PL1D | Electrical Panel | EPANEL | Siemens | P1 | 40540
Phoenix Biomedical Campus
ABC-1 Building
1st Floor
Administration Area
Administration Corridor
Electrical Room 107
Arizona | Electrical Panel PL1C | Electrical Panel | EPANEL | Siemens | P1 | 40541
Phoenix Biomedical Campus
ABC-1 Building
1st Floor
Administration Area
Administration Corridor
Electrical Room 107
Arizona | Electrical Panel PL1T | Electrical Panel | EPANEL | Siemens |  | 40543
Phoenix Biomedical Campus
ABC-1 Building
1st Floor
Administration Area
Administration Corridor
Telephone Closet 105
Arizona | Electrical Panel PL1S | Electrical Panel | EPANEL | Siemens |  | 40544
Phoenix Biomedical Campus
ABC-1 Building
1st Floor
Administration Area
Administration Corridor
Telephone Closet 105
Arizona | Electrical Panel | Electrical Panel | EPANEL | Eaton Cutler Hammer | PRL39 | 40545
Phoenix Biomedical Campus
ABC-1 Building
1st Floor
Administration Area
Administration Corridor
Telephone Closet 105
Arizona | Electrical Panel EDL4 | Electrical Panel | EPANEL | Siemens | P4 | 40551
Phoenix Biomedical Campus
ABC-1 Building
4th Floor
Administration Area
Administration Corridor
Electrical Room 407
Arizona | Electrical Panel DH4 | Electrical Panel | EPANEL | Siemens | P2 | 40552
Phoenix Biomedical Campus
ABC-1 Building
4th Floor
Administration Area
Administration Corridor
Electrical Room 407
Arizona | Electrical Panel EL4E | Electrical Panel | EPANEL | Siemens | P1 | 40553
Phoenix Biomedical Campus
ABC-1 Building
4th Floor
Administration Area
Administration Corridor
Electrical Room 407
Arizona | Electrical Panel EL4D | Electrical Panel | EPANEL | Siemens | P1 | 40554
Phoenix Biomedical Campus
ABC-1 Building
4th Floor
Administration Area
Administration Corridor
Electrical Room 407
Arizona | Electrical Panel PL4N | Electrical Panel | EPANEL | Siemens | P1 | 40555
Phoenix Biomedical Campus
ABC-1 Building
4th Floor
Administration Area
Administration Corridor
Electrical Room 407
Arizona | Electrical Panel PL4L | Electrical Panel | EPANEL | Siemens | P1 | 40556
Phoenix Biomedical Campus
ABC-1 Building
4th Floor
Administration Area
Administration Corridor
Electrical Room 407
Arizona | Electrical Panel PL4K | Electrical Panel | EPANEL | Siemens | P1 | 40557
Phoenix Biomedical Campus
ABC-1 Building
4th Floor
Administration Area
Administration Corridor
Electrical Room 407
Arizona | Electrical Panel PL4J | Electrical Panel | EPANEL | Siemens | P1 | 40558
Phoenix Biomedical Campus
ABC-1 Building
4th Floor
Administration Area
Administration Corridor
Electrical Room 407
Arizona | Electrical Panel DHP | Electrical Panel | EPANEL | Siemens | P4 | 40505
Phoenix Biomedical Campus
ABC-1 Building
Penthouse - P01
Arizona | Electrical Panel EHP | Electrical Panel | EPANEL | Siemens | P5 | 40500
Phoenix Biomedical Campus
ABC-1 Building
Penthouse - P01
Arizona | Electrical Panel ELP | Electrical Panel | EPANEL | Siemens | P1 | 40502
Phoenix Biomedical Campus
ABC-1 Building
Penthouse - P01
Arizona | Electrical Panel EDL3 | Electrical Panel | EPANEL | Siemens | P4 | 40565
Phoenix Biomedical Campus
ABC-1 Building
3rd Floor
Administration Area
Administration Corridor
Electrical Room 307
Arizona | Electrical Panel DH3 | Electrical Panel | EPANEL | Siemens | P2 | 40566
Phoenix Biomedical Campus
ABC-1 Building
3rd Floor
Administration Area
Administration Corridor
Electrical Room 307
Arizona | Electrical Panel EL3E | Electrical Panel | EPANEL | Siemens |  | 40567
Phoenix Biomedical Campus
ABC-1 Building
3rd Floor
Administration Area
Administration Corridor
Electrical Room 307
Arizona | Electrical Panel EL3D | Electrical Panel | EPANEL | Siemens | P1 | 40568
Phoenix Biomedical Campus
ABC-1 Building
3rd Floor
Administration Area
Administration Corridor
Electrical Room 307
Arizona | Electrical Panel PL3L | Electrical Panel | EPANEL | Siemens | P1 | 40569
Phoenix Biomedical Campus
ABC-1 Building
3rd Floor
Administration Area
Administration Corridor
Electrical Room 307
Arizona | Electrical Panel PL3K | Electrical Panel | EPANEL | Siemens | P1 | 40570
Phoenix Biomedical Campus
ABC-1 Building
3rd Floor
Administration Area
Administration Corridor
Electrical Room 307
Arizona | Electrical Panel PL3T | Electrical Panel | EPANEL | Siemens | P1 | 40571
Phoenix Biomedical Campus
ABC-1 Building
3rd Floor
Administration Area
Administration Corridor
Electrical Room 307
Arizona | Electrical Panel LSL3 | Electrical Panel | EPANEL | Siemens | P1 | 40572
Phoenix Biomedical Campus
ABC-1 Building
3rd Floor
Administration Area
Administration Corridor
Electrical Room 307
Arizona | Electrical Panel LSH3 | Electrical Panel | EPANEL | Siemens | P2 | 40573
Phoenix Biomedical Campus
ABC-1 Building
3rd Floor
Administration Area
Administration Corridor
Electrical Room 307
Arizona | Electrical Panel | Electrical Panel | EPANEL | Eaton Cutler Hammer | PRL3A | 40574
Phoenix Biomedical Campus
ABC-1 Building
3rd Floor
Administration Area
Administration Corridor
Telephone Closet 305
Arizona | Electrical Panel PL3T | Electrical Panel | EPANEL | Siemens |  | 40575
Phoenix Biomedical Campus
ABC-1 Building
3rd Floor
Administration Area
Administration Corridor
Telephone Closet 305
Arizona | Electrical Panel PL3S | Electrical Panel | EPANEL | Siemens |  | 40576
Phoenix Biomedical Campus
ABC-1 Building
3rd Floor
Administration Area
Administration Corridor
Telephone Closet 305
Arizona | Electrical Panel PL4H | Electrical Panel | EPANEL | Siemens | P1CY2ML125CTF | 40156
Phoenix Biomedical Campus
ABC-1 Building
4th Floor
Lab Area
Corridor 442
Arizona | Electrical Panel EL451 | Electrical Panel | EPANEL | Siemens | P1CY2ML125CTF | 40155
Phoenix Biomedical Campus
ABC-1 Building
4th Floor
Lab Area
Corridor 442
Arizona | Electrical Panel PL4C | Electrical Panel | EPANEL | Siemens | P1CY2ML125CTF | 40173
Phoenix Biomedical Campus
ABC-1 Building
4th Floor
Lab Area
Corridor 434
Arizona | Electrical Panel PC4D | Electrical Panel | EPANEL | Siemens | P1CY2ML125CTF | 40172
Phoenix Biomedical Campus
ABC-1 Building
4th Floor
Lab Area
Corridor 434
Arizona | Electrical Panel EC4B | Electrical Panel | EPANEL |  | P1CY2ML125CTF | 40171
Phoenix Biomedical Campus
ABC-1 Building
4th Floor
Lab Area
Corridor 434
Arizona | Electrical Panel PL4G | Electrical Panel | EPANEL | Siemens | P1CY2ML125CTF | 40151
Phoenix Biomedical Campus
ABC-1 Building
4th Floor
Lab Area
Corridor 442
Arizona | Electrical Panel PL4F | Electrical Panel | EPANEL | Siemens | P1CY2ML125CTF | 40152
Phoenix Biomedical Campus
ABC-1 Building
4th Floor
Lab Area
Corridor 442
Arizona | Electrical Panel PL4E | Electrical Panel | EPANEL | Siemens | P1CY2ML125CTF | 40153
Phoenix Biomedical Campus
ABC-1 Building
4th Floor
Lab Area
Corridor 442
Arizona | Electrical Panel EL4C | Electrical Panel | EPANEL | Siemens | P1CY2ML125CTF | 40154
Phoenix Biomedical Campus
ABC-1 Building
4th Floor
Lab Area
Corridor 442
Arizona | Electrical Panel PC4B | Electrical Panel | EPANEL | Siemens | P1C42ML125CTF | 40175
Phoenix Biomedical Campus
ABC-1 Building
4th Floor
Lab Area
Corridor 434
Arizona | Electrical Panel ECL4A | Electrical Panel | EPANEL | Siemens | P1CY2ML125CTF | 40174
Phoenix Biomedical Campus
ABC-1 Building
4th Floor
Lab Area
Corridor 434
Arizona | Automatic Fire Door - 4th Floor | Door-Fire | DOOR-FIRE | Cornell |  | 40275
Phoenix Biomedical Campus
ABC-1 Building
Stairwell B (South)
Arizona | Automatic Fire Door - 3rd Floor | Door-Fire | DOOR-FIRE | Cornell |  | 40276
Phoenix Biomedical Campus
ABC-1 Building
Stairwell B (South)
Arizona | Automatic Fire Door - 2nd Floor | Door-Fire | DOOR-FIRE | Cornell | SS90 | 40020
Phoenix Biomedical Campus
ABC-1 Building
Stairwell A (North)
Arizona | Automatic Fire Door - 1st Floor | Door-Fire | DOOR-FIRE | Cornell | SS90 | 40021
Phoenix Biomedical Campus
ABC-1 Building
Stairwell A (North)
Arizona | Automatic Fire Door - 2nd Floor | Door-Fire | DOOR-FIRE | Cornell | SS90 | 40022
Phoenix Biomedical Campus
ABC-1 Building
Stairwell B (South)
Arizona | Automatic Fire Door - 1st Floor | Door-Fire | DOOR-FIRE | Cornell | SS90 | 40023
Phoenix Biomedical Campus
ABC-1 Building
Stairwell B (South)
Arizona | Automatic Fire Door - 4th Floor | Door-Fire | DOOR-FIRE | Cornell | SS90 | 40017
Phoenix Biomedical Campus
ABC-1 Building
Stairwell A (North)
Arizona | Automatic Fire Door - 3rd Floor | Door-Fire | DOOR-FIRE | Cornell | SS90 | 40018
Phoenix Biomedical Campus
ABC-1 Building
Stairwell A (North)
Arizona | Relief Damper, RH-2 | Damper | DAMPER | Cook | 160 PR | 40513
Phoenix Biomedical Campus
ABC-1 Building
Penthouse - P01
Roof
Arizona | Bypass Feeder | Bypass Feeder | BYPASSFEEDER | J L Wingert | BB-5HD | 40759
Phoenix Biomedical Campus
ABC-1 Building
Penthouse - P01
Heating Water Boiler Room P03
Arizona | Boiler 3 | Boiler | BOILER | Laars | RHCH24000NACF2EXX | 40757
Phoenix Biomedical Campus
ABC-1 Building
Penthouse - P01
Heating Water Boiler Room P03
Arizona | Boiler 2 | Boiler | BOILER | Laars | RHCH24000NACF2EXX | 40758
Phoenix Biomedical Campus
ABC-1 Building
Penthouse - P01
Heating Water Boiler Room P03
Arizona | Boiler 1 | Boiler | BOILER | Laars | RHCH24000NACF2EXX | 40510
Phoenix Biomedical Campus
ABC-1 Building
Penthouse - P01
Heating Water Boiler Room P03
Arizona | Backflow Preventer (Riser Room 154) | Back Flow Preventer | BACKFLOW |  |  | 40179
Phoenix Biomedical Campus
ABC-1 Building
Fire Protection System
Arizona | Backflow Preventer (Riser Room 154) | Back Flow Preventer | BACKFLOW | Wilkins Zurn | 375A | 40176
Phoenix Biomedical Campus
ABC-1 Building
Fire Protection System
Arizona | Backflow Preventer (Riser Room 154) | Back Flow Preventer | BACKFLOW | Wilkins Zurn | 375A | 40177
Phoenix Biomedical Campus
ABC-1 Building
Fire Protection System
Arizona | Backflow Preventer (Mech Room 155) | Back Flow Preventer | BACKFLOW | Wilkins Zurn |  | 40190
Phoenix Biomedical Campus
ABC-1 Building
Fire Protection System
Arizona | Backflow Preventer (P03) | Back Flow Preventer | BACKFLOW | Watts |  | 40193
Phoenix Biomedical Campus
ABC-1 Building
Penthouse - P01
Heating Water Boiler Room P03
Arizona | Backflow Preventer (P01) | Back Flow Preventer | BACKFLOW | Watts |  | 40194
Phoenix Biomedical Campus
ABC-1 Building
Penthouse - P01
Arizona | Backflow Preventer (P01) | Back Flow Preventer | BACKFLOW | Watts |  | 40195
Phoenix Biomedical Campus
ABC-1 Building
Penthouse - P01
Arizona | Backflow Preventer Outside (Sign) | Back Flow Preventer | BACKFLOW |  | 825YA | 40841
Phoenix Biomedical Campus
ABC-1 Building
Exterior
Arizona | Air/Dirt Separator | Air Separator | AIRSEPARATOR |  |  | 40433
Phoenix Biomedical Campus
ABC-1 Building
1st Floor
Lab Area
Corridor 150
Mechanical Room 155
Arizona | Air/ Dirt Separator (for Energy Recovery Loop) | Air Separator | AIRSEPARATOR |  |  | 40456
Phoenix Biomedical Campus
ABC-1 Building
Penthouse - P01
Arizona | Air Separator | Air Separator | AIRSEPARATOR | Spirotherm | VHT 400 FL | 40015
Phoenix Biomedical Campus
ABC-1 Building
Penthouse - P01
Heating Water Boiler Room P03
Arizona | Air Handler Unit (AHU-1) | Air Handler Unit | AIRHANDLER | McQuay | OAH010GDAC | 40277
Phoenix Biomedical Campus
ABC-1 Building
Basement
Arizona | Air Handler Unit | Air Handler Unit | AIRHANDLER | McQuay | LAM 015 A0H | 40009
Phoenix Biomedical Campus
ABC-1 Building
Penthouse - P01
Arizona | MAU - 1 | Air Handler Unit | AIRHANDLER | United Metal Products | CAH-ID0-126 | 40250
Phoenix Biomedical Campus
ABC-1 Building
Penthouse - P01
Arizona | MAU - 2 | Air Handler Unit | AIRHANDLER | United Metal Products | CAH-ID0-125 | 40251
Phoenix Biomedical Campus
ABC-1 Building
Penthouse - P01
Arizona | Air Compressor | Air Compressor | AIRCOMPRESSOR | Atlas Copco | ZR30 | 40754
Phoenix Biomedical Campus
ABC-1 Building
Penthouse - P01
ABC 1 - 452 Total:
Biosciences Partnership Building
Arizona | Water Softener WS-3 | Water Softener | WATER-SOFTENER | High Peaks | HPS-YG01512 Duplex | BSPB-2495
Phoenix Biomedical Campus
Biosciences Partnership Building
Penthouse
E1194 Plumbing Room
Arizona | Water Softener WS-1 | Water Softener | WATER-SOFTENER | High Peaks | HPS-YG01512 Duplex | BSPB-2494
Phoenix Biomedical Campus
Biosciences Partnership Building
Penthouse
E1194 Plumbing Room
Arizona | Water Softener WS-2 | Water Softener | WATER-SOFTENER | High Peaks | HPS-YG01512 Duplex | BSPB-2446
Phoenix Biomedical Campus
Biosciences Partnership Building
Penthouse
E1194 Plumbing Room
Arizona | Water Heater GWH-3 | Water Heater | WATERHEATER | Conquest | 40 L 130A-GCL | BSPB-2443
Phoenix Biomedical Campus
Biosciences Partnership Building
Penthouse
E1194 Plumbing Room
Arizona | Water Heater GWH-2 | Water Heater | WATERHEATER | Conquest | 40 L 130A-GCL | BSPB-2444
Phoenix Biomedical Campus
Biosciences Partnership Building
Penthouse
E1194 Plumbing Room
Arizona | Water Heater GWH-1 | Water Heater | WATERHEATER | Conquest | 40 L 130A-GCL | BSPB-2445
Phoenix Biomedical Campus
Biosciences Partnership Building
Penthouse
E1194 Plumbing Room
Arizona | Water Fountain | Water Fountain | WATERFOUNTAIN | Elkay | Elkay | KFM-2645
Phoenix Biomedical Campus
Biosciences Partnership Building
Basement
E001 Elevator Lobby to Corridor
Arizona | Water Fountain | Water Fountain | WATERFOUNTAIN | Elkay | Elkay | KFM-2646
Phoenix Biomedical Campus
Biosciences Partnership Building
1st Floor
E100N1 Hallway
Arizona | Water Fountain | Water Fountain | WATERFOUNTAIN | Elkay | Elkay | KFM-2647
Phoenix Biomedical Campus
Biosciences Partnership Building
5th Floor
Arizona | Water Fountain | Water Fountain | WATERFOUNTAIN | Elkay | Elkay | KFM-2648
Phoenix Biomedical Campus
Biosciences Partnership Building
6th Floor
Arizona | Water Fountain | Water Fountain | WATERFOUNTAIN | Elkay | Elkay | KFM-2649
Phoenix Biomedical Campus
Biosciences Partnership Building
7th Floor
Arizona | Water Fountain | Water Fountain | WATERFOUNTAIN | Elkay | Elkay | KFM-2650
Phoenix Biomedical Campus
Biosciences Partnership Building
8th Floor
Arizona | Water Fountain | Water Fountain | WATERFOUNTAIN | Elkay | Elkay | KFM-2651
Phoenix Biomedical Campus
Biosciences Partnership Building
9th Floor
Arizona | Sound Attenuating Devices SAD E1025 | Variable Volume Box | VAV |  | (1) (2) MODEL RD-XV-FX | BSPB-3281
Phoenix Biomedical Campus
Biosciences Partnership Building
10th Floor
E1025 Office
Arizona | Variable Frequency Drive VFD-SF-9A1 | Variable Frequency Drive | VFD | ABB | Not Accessible | BSPB-2872
Phoenix Biomedical Campus
Biosciences Partnership Building
9th Floor
E994 Mechanical
Arizona | Variable Frequency Drive VFD-SF-9A2 | Variable Frequency Drive | VFD | ABB | Not Accessible | BSPB-2873
Phoenix Biomedical Campus
Biosciences Partnership Building
9th Floor
E994 Mechanical
Arizona | Variable Frequency Drive VFD-RF-9B2 | Variable Frequency Drive | VFD | ABB | Not Accessible | BSPB-2877
Phoenix Biomedical Campus
Biosciences Partnership Building
9th Floor
E994 Mechanical
Arizona | Variable Frequency Drive VFD-RF-9B1 | Variable Frequency Drive | VFD | ABB | Not Accessible | BSPB-2878
Phoenix Biomedical Campus
Biosciences Partnership Building
9th Floor
E994 Mechanical
Arizona | Variable Frequency Drive VFD-SF-8A1 for AHU-8 | Variable Frequency Drive | VFD | ABB | ABB | BSPB-2900
Phoenix Biomedical Campus
Biosciences Partnership Building
8th Floor
E894 Mechanical Room
Arizona | Variable Frequency Drive VFD-SF-8A2 for AHU-8 | Variable Frequency Drive | VFD | ABB | ABB | BSPB-2901
Phoenix Biomedical Campus
Biosciences Partnership Building
8th Floor
E894 Mechanical Room
Arizona | Variable Frequency Drive VFD-RF-8A1 for AHU-8 | Variable Frequency Drive | VFD | ABB | ABB | BSPB-2898
Phoenix Biomedical Campus
Biosciences Partnership Building
8th Floor
E894 Mechanical Room
Arizona | Variable Frequency Drive VFD-RF-8A2 for AHU-8 | Variable Frequency Drive | VFD | ABB | ABB | BSPB-2899
Phoenix Biomedical Campus
Biosciences Partnership Building
8th Floor
E894 Mechanical Room
Arizona | Variable Frequency Drive VFD2 | Variable Frequency Drive | VFD |  | ABB | BSPB-3267
Phoenix Biomedical Campus
Biosciences Partnership Building
10th Floor
E1094 Mechanical Room
Arizona | Variable Frequency Drive VFD1 | Variable Frequency Drive | VFD |  |  | BSPB-3266
Phoenix Biomedical Campus
Biosciences Partnership Building
10th Floor
E1094 Mechanical Room
Arizona | Variable Frequency Drive VFD-EF-5 | Variable Frequency Drive | VFD | ABB | Not Accessible | BSPB-2782
Phoenix Biomedical Campus
Biosciences Partnership Building
Penthouse
Arizona | Variable Frequency Drive VFD-EF-6 | Variable Frequency Drive | VFD | ABB | Not Accessible | BSPB-2783
Phoenix Biomedical Campus
Biosciences Partnership Building
Penthouse
Arizona | Variable Frequency Drive VFD-EF-7 | Variable Frequency Drive | VFD | ABB | Not Accessible | BSPB-2784
Phoenix Biomedical Campus
Biosciences Partnership Building
Penthouse
Arizona | Variable Frequency Drive VFD-EF-8 | Variable Frequency Drive | VFD | ABB | Not Accessible | BSPB-2785
Phoenix Biomedical Campus
Biosciences Partnership Building
Penthouse
Arizona | Variable Frequency Drive VFD-HWP-1 | Variable Frequency Drive | VFD | ABB | Not Accessible | BSPB-2790
Phoenix Biomedical Campus
Biosciences Partnership Building
Penthouse
Arizona | Variable Frequency Drive VFD-HWP-2 | Variable Frequency Drive | VFD | ABB | Not Accessible | BSPB-2791
Phoenix Biomedical Campus
Biosciences Partnership Building
Penthouse
Arizona | Variable Frequency Drive VFD-HWP-3 | Variable Frequency Drive | VFD | ABB | Not Accessible | BSPB-2792
Phoenix Biomedical Campus
Biosciences Partnership Building
Penthouse
Arizona | Variable Frequency Drive VFD-SPF-1 for Stair Pressurization Fan | Variable Frequency Drive | VFD | ABB | Not Accessible | BSPB-2777
Phoenix Biomedical Campus
Biosciences Partnership Building
Penthouse
Arizona | Variable Frequency Drive VFD-SPF-2 for Stair Pressurization Fan | Variable Frequency Drive | VFD | ABB | Not Accessible | BSPB-2778
Phoenix Biomedical Campus
Biosciences Partnership Building
Penthouse
Arizona | Variable Frequency Drive VFD-VHR-1 | Variable Frequency Drive | VFD | ABB | Not Accessible | BSPB-2799
Phoenix Biomedical Campus
Biosciences Partnership Building
Penthouse
Arizona | Variable Frequency Drive VFD-VHR-2 | Variable Frequency Drive | VFD | ABB | Not Accessible | BSPB-2800
Phoenix Biomedical Campus
Biosciences Partnership Building
Penthouse
Arizona | Variable Frequency Drive VFD-EF-15 | Variable Frequency Drive | VFD | ABB | Not Accessible | BSPB-2804
Phoenix Biomedical Campus
Biosciences Partnership Building
Penthouse
Arizona | Variable Frequency Drive VFD-EF-14 | Variable Frequency Drive | VFD | ABB | Not Accessible | BSPB-2805
Phoenix Biomedical Campus
Biosciences Partnership Building
Penthouse
Arizona | Variable Frequency Drive VFD-EF-13 | Variable Frequency Drive | VFD | ABB | Not Accessible | BSPB-2806
Phoenix Biomedical Campus
Biosciences Partnership Building
Penthouse
Arizona | Variable Frequency Drive VFD-EF-10 | Variable Frequency Drive | VFD | ABB | Not Accessible | BSPB-2808
Phoenix Biomedical Campus
Biosciences Partnership Building
Penthouse
Arizona | Variable Frequency Drive VFD-EF-9 | Variable Frequency Drive | VFD | ABB | Not Accessible | BSPB-2809
Phoenix Biomedical Campus
Biosciences Partnership Building
Penthouse
Arizona | Variable Frequency Drive VFD-EF-1 | Variable Frequency Drive | VFD | ABB | Not Accessible | BSPB-2810
Phoenix Biomedical Campus
Biosciences Partnership Building
Penthouse
Arizona | Variable Frequency Drive VFD-EF-2 | Variable Frequency Drive | VFD | ABB | Not Accessible | BSPB-2811
Phoenix Biomedical Campus
Biosciences Partnership Building
Penthouse
Arizona | Variable Frequency Drive VFD-EF-3 | Variable Frequency Drive | VFD | ABB | Not Accessible | BSPB-2812
Phoenix Biomedical Campus
Biosciences Partnership Building
Penthouse
Arizona | Variable Frequency Drive VFD-EF-4 | Variable Frequency Drive | VFD | ABB | Not Accessible | BSPB-2813
Phoenix Biomedical Campus
Biosciences Partnership Building
Penthouse
Arizona | Variable Frequency Drive VFD-SF-6B1 for AHU-6 | Variable Frequency Drive | VFD | ABB | Not Accessible | BSPB-2518
Phoenix Biomedical Campus
Biosciences Partnership Building
6th Floor
E694 Mechanical Room
Arizona | Variable Frequency Drive VFD-SF-6B2 for AHU-6 (Redundant VFD) | Variable Frequency Drive | VFD | ABB | Not Accessible | BSPB-2519
Phoenix Biomedical Campus
Biosciences Partnership Building
6th Floor
E694 Mechanical Room
Arizona | Variable Frequency Drive VFD-SF-6A1 for AHU-6 | Variable Frequency Drive | VFD | ABB | Not Accessible | BSPB-2520
Phoenix Biomedical Campus
Biosciences Partnership Building
6th Floor
E694 Mechanical Room
Arizona | Variable Frequency Drive VFD-SF-6A2 for AHU-6 (Redundant VFD) | Variable Frequency Drive | VFD | ABB | Not Accessible | BSPB-2521
Phoenix Biomedical Campus
Biosciences Partnership Building
6th Floor
E694 Mechanical Room
Arizona | Redundant Variable Frequency Drive AHU-5A-2 | Variable Frequency Drive | VFD | ABB | Not Accessible | BSPB-2652
Phoenix Biomedical Campus
Biosciences Partnership Building
5th Floor
E594 Mechanical Room
Arizona | Variable Frequency Drive AHU-5A-1 | Variable Frequency Drive | VFD | ABB | Not Accessible | BSPB-2651
Phoenix Biomedical Campus
Biosciences Partnership Building
5th Floor
E594 Mechanical Room
Arizona | Variable Frequency Drive AHU-5B-1 | Variable Frequency Drive | VFD | ABB | Not Accessible | BSPB-2653
Phoenix Biomedical Campus
Biosciences Partnership Building
5th Floor
E594 Mechanical Room
Arizona | Redundant Variable Frequency Drive AHU-5B-2 | Variable Frequency Drive | VFD | ABB | Not Accessible | BSPB-2654
Phoenix Biomedical Campus
Biosciences Partnership Building
5th Floor
E594 Mechanical Room
Arizona | Variable Frequency Drive VFD-P-1 for Chilled Beam Pump | Variable Frequency Drive | VFD | ABB | Not Accessible | BSPB-2024
Phoenix Biomedical Campus
Biosciences Partnership Building
Basement
E013 Low Rise Chilled Beam System Room
Arizona | Variable Frequency Drive VFD-P-2 for Chilled Beam Pump | Variable Frequency Drive | VFD | ABB | Not Accessible | BSPB-2025
Phoenix Biomedical Campus
Biosciences Partnership Building
Basement
E013 Low Rise Chilled Beam System Room
Arizona | Variable Frequency Drive VFD-P-3 for Chilled Beam Pump | Variable Frequency Drive | VFD | ABB | Not Accessible | BSPB-2026
Phoenix Biomedical Campus
Biosciences Partnership Building
Basement
E013 Low Rise Chilled Beam System Room
Arizona | Variable Frequency Drive VFD-SF-1B1 for AHU-1 | Variable Frequency Drive | VFD | ABB | Not Accessible | BSPB-2047
Phoenix Biomedical Campus
Biosciences Partnership Building
Basement
E012 Mechanical Room
Arizona | Variable Frequency Drive VFD-SF-1A2 for AHU-1 | Variable Frequency Drive | VFD | ABB | Not Accessible | BSPB-2048
Phoenix Biomedical Campus
Biosciences Partnership Building
Basement
E012 Mechanical Room
Arizona | Variable Frequency Drive VFD-SF-1A1 for AHU-1 | Variable Frequency Drive | VFD | ABB | Not Accessible | BSPB-2049
Phoenix Biomedical Campus
Biosciences Partnership Building
Basement
E012 Mechanical Room
Arizona | Variable Frequency Drive VFD-SF-1B2 for AHU-1 | Variable Frequency Drive | VFD | ABB | Not Accessible | BSPB-2045
Phoenix Biomedical Campus
Biosciences Partnership Building
Basement
E012 Mechanical Room
Arizona | Variable Frequency Drive VFD-SF-7A1 for AHU-7 | Variable Frequency Drive | VFD | ABB | Not Accessible | BSPB-2097
Phoenix Biomedical Campus
Biosciences Partnership Building
7th Floor
E794 Mechanical
Arizona | Variable Frequency Drive VFD-SF-7A2 for AHU-7 | Variable Frequency Drive | VFD | ABB | Not Accessible | BSPB-2098
Phoenix Biomedical Campus
Biosciences Partnership Building
7th Floor
E794 Mechanical
Arizona | Variable Frequency Drive VFD-SF-7B1 for AHU-7 | Variable Frequency Drive | VFD | ABB | Not Accessible | BSPB-2099
Phoenix Biomedical Campus
Biosciences Partnership Building
7th Floor
E794 Mechanical
Arizona | Variable Frequency Drive VFD-SF-7B2 for AHU-7 | Variable Frequency Drive | VFD | ABB | Not Accessible | BSPB-2100
Phoenix Biomedical Campus
Biosciences Partnership Building
7th Floor
E794 Mechanical
Arizona | Thermostatic Mixing Valve | Valve | VALVE | Guardian | G3800LF | BSPB-2509
Phoenix Biomedical Campus
Biosciences Partnership Building
1st Floor
E130 Loading Dock - Grade Level
Arizona | Thermostatic Mixing Valve MV-1 | Valve | VALVE | Symmons | 7-900A | BSPB-2447
Phoenix Biomedical Campus
Biosciences Partnership Building
Penthouse
E1194 Plumbing Room
Arizona | Thermostatic Mixing Valve MV-2 | Valve | VALVE | Symmons | 7-500A | BSPB-2448
Phoenix Biomedical Campus
Biosciences Partnership Building
Penthouse
E1194 Plumbing Room
Arizona | Thermostatic Mixing Valve | Valve | VALVE | Guardian | G3800LF | BSPB-2505
Phoenix Biomedical Campus
Biosciences Partnership Building
1st Floor
E130 Loading Dock - Grade Level
Arizona | Valve | Valve | VALVE |  | Not Accessible | BSPB-2093
Phoenix Biomedical Campus
Biosciences Partnership Building
Basement
E001S Circulation Area
Arizona | Thermostatic Mixing Valve | Valve | VALVE | Guardian | G3801612LF | BSPB-4317
Phoenix Biomedical Campus
Biosciences Partnership Building
5th Floor
E592 Janitor
Arizona | Thermostatic Mixing Valve | Valve | VALVE | Guardian | G3801612LF | BSPB-3009
Phoenix Biomedical Campus
Biosciences Partnership Building
6th Floor
E692 Janitor
Arizona | Thermostatic Mixing Valve | Valve | VALVE | Guardian | G3801612LF | BSPB-3010
Phoenix Biomedical Campus
Biosciences Partnership Building
7th Floor
E792 Janitor
Arizona | Thermostatic Mixing Valve | Valve | VALVE | Guardian | G3801612LF | BSPB-3011
Phoenix Biomedical Campus
Biosciences Partnership Building
8th Floor
E892 Janitor
Arizona | UPS | Uninterruptible Power Supply | UPS | Eaton Cutler Hammer | 9390 | KFM-2652
Phoenix Biomedical Campus
Biosciences Partnership Building
5th Floor
E531 Telco / IDF
Arizona | UPS | Uninterruptible Power Supply | UPS | Eaton Cutler Hammer | 9390 | KFM-2653
Phoenix Biomedical Campus
Biosciences Partnership Building
6th Floor
E631 Telco / IDF
Arizona | UPS | Uninterruptible Power Supply | UPS | Eaton Cutler Hammer | 9390 | KFM-2654
Phoenix Biomedical Campus
Biosciences Partnership Building
8th Floor
E831 Telco / IDF
Arizona | UPS | Uninterruptible Power Supply | UPS | Eaton Cutler Hammer | 9390 | KFM-2655
Phoenix Biomedical Campus
Biosciences Partnership Building
9th Floor
E931 Telco / IDF
Arizona | UPS | Uninterruptible Power Supply | UPS | Eaton Cutler Hammer | 9390 | KFM-2656
Phoenix Biomedical Campus
Biosciences Partnership Building
1st Floor
E110 Telco Room
Arizona | UPS | Uninterruptible Power Supply | UPS | Eaton Cutler Hammer |  | KFM-2659
Phoenix Biomedical Campus
Biosciences Partnership Building
Basement
E005 BET Room
Arizona | UPS | Uninterruptible Power Supply | UPS |  | Not Accessible | BSPB-2118
Phoenix Biomedical Campus
Biosciences Partnership Building
7th Floor
E731 Telco / IDF
Arizona | Transformer T-7NLDP1 | Transformer | TRANSFORMER | Siemens | 3F3Y030K4FTP1DS | BSPB-2975
Phoenix Biomedical Campus
Biosciences Partnership Building
7th Floor
E702 Electrical Room
Arizona | Transformer | Transformer | TRANSFORMER | Siemens | 3F3Y225K4FTP1DS | BSPB-2108
Phoenix Biomedical Campus
Biosciences Partnership Building
7th Floor
E702 Electrical Room
Arizona | Transformer SFMR OS1 | Transformer | TRANSFORMER | Siemens | 3F3Y225K4FTP1DS | BSPB-2009
Phoenix Biomedical Campus
Biosciences Partnership Building
Basement
E003 Main Emergency Electrical Room
Arizona | Oil Filled Transformer | Transformer | TRANSFORMER | Siemens | F6AE2688Q6 | BSPB-2012
Phoenix Biomedical Campus
Biosciences Partnership Building
Basement
E007 Electrical Room
Arizona | Transformer T-BNLDP1 | Transformer | TRANSFORMER | Siemens | 3F3Y030K4FTP1DS | BSPB-2928
Phoenix Biomedical Campus
Biosciences Partnership Building
8th Floor
E802 Electrical Room
Arizona | Transformer | Transformer | TRANSFORMER | Siemens |  | BSPB-2486
Phoenix Biomedical Campus
Biosciences Partnership Building
10th Floor
E1002 Electrical Room
Arizona | Transformer T-6NLDP1 | Transformer | TRANSFORMER | Siemens |  | BSPB-2960
Phoenix Biomedical Campus
Biosciences Partnership Building
6th Floor
E602 Electrical Room
Arizona | Transformer T-5NLDP1 | Transformer | TRANSFORMER | Siemens |  | BSPB-2947
Phoenix Biomedical Campus
Biosciences Partnership Building
5th Floor
E502 Electrical Room
Arizona | Transformer | Transformer | TRANSFORMER | Siemens | 3F3Y045K4FTP1DS | BSPB-2781
Phoenix Biomedical Campus
Biosciences Partnership Building
Penthouse
Arizona | Transformer T-BNLDP1 | Transformer | TRANSFORMER |  |  | KFM-2574
Phoenix Biomedical Campus
Biosciences Partnership Building
Basement
E003 Main Emergency Electrical Room
Arizona | Transformer T-LEM1 | Transformer | TRANSFORMER | Siemens |  | BSPB-2991
Phoenix Biomedical Campus
Biosciences Partnership Building
1st Floor
E102 Electrical Room
Arizona | Transformer T-1NLDP1 | Transformer | TRANSFORMER | Siemens |  | BSPB-2992
Phoenix Biomedical Campus
Biosciences Partnership Building
1st Floor
E102 Electrical Room
Arizona | Fire Pump Transfer Switch | Transfer Switch | TRANSFERSWITCH | Firetrol | FTA950-AM150B | BSPB-2032
Phoenix Biomedical Campus
Biosciences Partnership Building
Basement
E015 Fire Pumps Room
Arizona | Primary Switch C | Switch | SWITCH | Siemens | Not Accessible | BSPB-2011
Phoenix Biomedical Campus
Biosciences Partnership Building
Basement
E007 Electrical Room
Arizona | Supply Valve SV-035 | Supply Valve | SV | Phoenix Controls | TSVA108M-LLBHZ-PSL | BSPB-2054
Phoenix Biomedical Campus
Biosciences Partnership Building
Basement
E010 Shell - South
Arizona | Supply Valve SV-022 | Supply Valve | SV | Phoenix Controls | TSVA108M-LLBHZ-PSL | BSPB-2078
Phoenix Biomedical Campus
Biosciences Partnership Building
Basement
E001S Circulation Area
Arizona | Supply Valve SV-024 | Supply Valve | SV | Phoenix Controls | TSVA108M-LLBHZ-PSL | BSPB-2079
Phoenix Biomedical Campus
Biosciences Partnership Building
Basement
E001S Circulation Area
Arizona | Supply Valve SV-020 | Supply Valve | SV | Phoenix Controls | TEVB110M-LLNHZ-PSL | BSPB-2080
Phoenix Biomedical Campus
Biosciences Partnership Building
Basement
E001S Circulation Area
Arizona | Supply Valve SV-026 | Supply Valve | SV | Phoenix Controls | TEVB110M-LLNHZ-PSL | BSPB-2081
Phoenix Biomedical Campus
Biosciences Partnership Building
Basement
E001S Circulation Area
Arizona | Supply Valve SV-028 | Supply Valve | SV | Phoenix Controls | TEVB110M-LLNHZ-PSL | BSPB-2082
Phoenix Biomedical Campus
Biosciences Partnership Building
Basement
E001S Circulation Area
Arizona | Supply Valve SV-034 | Supply Valve | SV | Phoenix Controls | TEVB110M-LLNHZ-PSL | BSPB-2091
Phoenix Biomedical Campus
Biosciences Partnership Building
Basement
E001S Circulation Area
Arizona | Supply Valve SV-033 | Supply Valve | SV | Phoenix Controls | TEVB110M-LLNHZ-PSL | BSPB-2092
Phoenix Biomedical Campus
Biosciences Partnership Building
Basement
E001S Circulation Area
Arizona | Supply Valve SV-E593 | Supply Valve | SV | Phoenix Controls | TSVA110M-LLVHZ-PSL | BSPB-2656
Phoenix Biomedical Campus
Biosciences Partnership Building
5th Floor
E5XX Equipment Corridor
Arizona | Supply Valve SV-E134 | Supply Valve | SV | Phoenix Controls | TSVA110M-ALDHZ-PSL | BSPB-2843
Phoenix Biomedical Campus
Biosciences Partnership Building
1st Floor
E133 Lab General Storage
Arizona | Supply Valve SV-E134B | Supply Valve | SV | Phoenix Controls | TEVA108M-ALDHZ-PSL | BSPB-2844
Phoenix Biomedical Campus
Biosciences Partnership Building
1st Floor
E133 Lab General Storage
Arizona | Supply Valve SV-134C | Supply Valve | SV | Phoenix Controls | TSVA114M-ALDHZ-PSL | BSPB-2846
Phoenix Biomedical Campus
Biosciences Partnership Building
1st Floor
E133B Chemical and Consumables Storage
Arizona | Supply Valve SV-E844 | Supply Valve | SV | Phoenix Controls | Not Accessible | BSPB-2868
Phoenix Biomedical Campus
Biosciences Partnership Building
8th Floor
E880 Equipment Corridor
Arizona | Supply Valve SV-E675 | Supply Valve | SV | Phoenix Controls | TEVB108M-ALNHX-PSL | BSPB-2281
Phoenix Biomedical Campus
Biosciences Partnership Building
6th Floor
E670 Equipment Corridor
Arizona | Supply Valve - SV-3016 | Supply Valve | SV |  |  | BSPB-3100
Phoenix Biomedical Campus
Biosciences Partnership Building
3rd Floor
E300E Circulation / Corridor
E362 -150 Freezers
Arizona | Supply Valve - SV-3007 | Supply Valve | SV | Phoenix Controls | TSVA112M-ALAHZ-PSL | BSPB-3068
Phoenix Biomedical Campus
Biosciences Partnership Building
3rd Floor
E300S3 Equipment Corridor
Arizona | Supply Valve - SV-3008 | Supply Valve | SV | Phoenix Controls | TSVA112M-ALAHZ-PSL | BSPB-3070
Phoenix Biomedical Campus
Biosciences Partnership Building
3rd Floor
E300S3 Equipment Corridor
Arizona | Supply Valve - SV-3017 | Supply Valve | SV |  |  | BSPB-3129
Phoenix Biomedical Campus
Biosciences Partnership Building
3rd Floor
E300S3 Equipment Corridor
E330 Open Lab
Arizona | Supply Valve - SV-3009 | Supply Valve | SV | Phoenix Controls | TSVA110M-ALAHZ-PSL | BSPB-3074
Phoenix Biomedical Campus
Biosciences Partnership Building
3rd Floor
E300S3 Equipment Corridor
Arizona | Supply Valve - SV-3010 | Supply Valve | SV | Phoenix Controls | TSVA112M-ALAHZ-PSL | BSPB-3079
Phoenix Biomedical Campus
Biosciences Partnership Building
3rd Floor
E300S3 Equipment Corridor
Arizona | Supply Valve - SV-3011 | Supply Valve | SV | Phoenix Controls | TSVA112M-ALAHZ-PSL | BSPB-3081
Phoenix Biomedical Campus
Biosciences Partnership Building
3rd Floor
E300S3 Equipment Corridor
Arizona | Supply Valve - SV-3012 | Supply Valve | SV | Phoenix Controls | TSVA110M-ALAHZ-PSL | BSPB-3085
Phoenix Biomedical Campus
Biosciences Partnership Building
3rd Floor
E300S3 Equipment Corridor
Arizona | Supply Valve - SV-3013 | Supply Valve | SV | Phoenix Controls | TSVA210M-LLBHZ-PSL | BSPB-3090
Phoenix Biomedical Campus
Biosciences Partnership Building
3rd Floor
E300S3 Equipment Corridor
Arizona | Supply Valve - SV-3014 | Supply Valve | SV | Phoenix Controls | TSVA210M-LLBHZ-PSL | BSPB-3091
Phoenix Biomedical Campus
Biosciences Partnership Building
3rd Floor
E300S3 Equipment Corridor
Arizona | Supply Valve - SV-3015 | Supply Valve | SV |  |  | BSPB-3095
Phoenix Biomedical Campus
Biosciences Partnership Building
3rd Floor
E300S3 Equipment Corridor
Arizona | Supply Valve E730 | Supply Valve | SV | Phoenix Controls | Not Accessible | BSPB-2148
Phoenix Biomedical Campus
Biosciences Partnership Building
7th Floor
E730 Open Lab Benches
Arizona | Supply Valve E793 | Supply Valve | SV | Phoenix Controls | Not Accessible | BSPB-2182
Phoenix Biomedical Campus
Biosciences Partnership Building
7th Floor
E700E Circulation Corridor
Arizona | Supply Valve E792 | Supply Valve | SV | Phoenix Controls | Not Accessible | BSPB-2185
Phoenix Biomedical Campus
Biosciences Partnership Building
7th Floor
E792 Janitor
Arizona | Supply Valve E725 | Supply Valve | SV | Phoenix Controls | Not Accessible | BSPB-2187
Phoenix Biomedical Campus
Biosciences Partnership Building
7th Floor
E700E Circulation Corridor
Arizona | Supply Valve E791 | Supply Valve | SV | Phoenix Controls | Not Accessible | BSPB-2189
Phoenix Biomedical Campus
Biosciences Partnership Building
7th Floor
E700E Circulation Corridor
Arizona | Supply Valve E794 | Supply Valve | SV | Phoenix Controls | Not Accessible | BSPB-2192
Phoenix Biomedical Campus
Biosciences Partnership Building
7th Floor
E794 Mechanical
Arizona | Supply Valve E795 | Supply Valve | SV | Phoenix Controls | Not Accessible | BSPB-2193
Phoenix Biomedical Campus
Biosciences Partnership Building
7th Floor
E794 Mechanical
Arizona | Supply Valve E786 | Supply Valve | SV | Phoenix Controls | Not Accessible | BSPB-2194
Phoenix Biomedical Campus
Biosciences Partnership Building
7th Floor
E794 Mechanical
Arizona | Supply Valve E793 | Supply Valve | SV | Phoenix Controls | Not Accessible | BSPB-2196
Phoenix Biomedical Campus
Biosciences Partnership Building
7th Floor
E793 H3 Chemical Storage Room
Arizona | Supply Valve E785 | Supply Valve | SV | Phoenix Controls | Not Accessible | BSPB-2207
Phoenix Biomedical Campus
Biosciences Partnership Building
7th Floor
E750 Equipment Corridor
Arizona | Supply Valve E770 | Supply Valve | SV | Phoenix Controls | Not Accessible | BSPB-2205
Phoenix Biomedical Campus
Biosciences Partnership Building
7th Floor
E750 Equipment Corridor
Arizona | Supply Valve E782 | Supply Valve | SV | Phoenix Controls | Not Accessible | BSPB-2215
Phoenix Biomedical Campus
Biosciences Partnership Building
7th Floor
E750 Equipment Corridor
Arizona | Supply Valve E781 | Supply Valve | SV | Phoenix Controls | Not Accessible | BSPB-2217
Phoenix Biomedical Campus
Biosciences Partnership Building
7th Floor
E750 Equipment Corridor
Arizona | Supply Valve E775 | Supply Valve | SV | Phoenix Controls | Not Accessible | BSPB-2221
Phoenix Biomedical Campus
Biosciences Partnership Building
7th Floor
E750 Equipment Corridor
Arizona | Supply Valve E7711 | Supply Valve | SV | Phoenix Controls | Not Accessible | BSPB-2224
Phoenix Biomedical Campus
Biosciences Partnership Building
7th Floor
E750 Equipment Corridor
Arizona | Supply Valve E7712 | Supply Valve | SV | Phoenix Controls | Not Accessible | BSPB-2226
Phoenix Biomedical Campus
Biosciences Partnership Building
7th Floor
E750 Equipment Corridor
Arizona | Supply Valve E765 | Supply Valve | SV | Phoenix Controls | Not Accessible | BSPB-2230
Phoenix Biomedical Campus
Biosciences Partnership Building
7th Floor
E750 Equipment Corridor
Arizona | Supply Valve E762 | Supply Valve | SV | Phoenix Controls | Not Accessible | BSPB-2236
Phoenix Biomedical Campus
Biosciences Partnership Building
7th Floor
E750 Equipment Corridor
Arizona | Supply Valve E763 | Supply Valve | SV | Phoenix Controls | Not Accessible | BSPB-2234
Phoenix Biomedical Campus
Biosciences Partnership Building
7th Floor
E750 Equipment Corridor
Arizona | Supply Valve E752 | Supply Valve | SV | Phoenix Controls | Not Accessible | BSPB-2241
Phoenix Biomedical Campus
Biosciences Partnership Building
7th Floor
E750 Equipment Corridor
Arizona | Supply Valve RC-E751 | Supply Valve | SV | Phoenix Controls | Not Accessible | BSPB-2246
Phoenix Biomedical Campus
Biosciences Partnership Building
7th Floor
E750 Equipment Corridor
Arizona | Supply Valve E755 | Supply Valve | SV | Phoenix Controls | Not Accessible | BSPB-2243
Phoenix Biomedical Campus
Biosciences Partnership Building
7th Floor
E750 Equipment Corridor
Arizona | Supply Valve SV-E695 | Supply Valve | SV | Phoenix Controls | TSVA112M-ALBHZ-PSL | BSPB-2265
Phoenix Biomedical Campus
Biosciences Partnership Building
6th Floor
E694 Mechanical Room
Arizona | Supply Valve SV-E696 | Supply Valve | SV | Phoenix Controls | TSVA112M-ALBHZ-PSL | BSPB-2270
Phoenix Biomedical Campus
Biosciences Partnership Building
6th Floor
E694 Mechanical Room
Arizona | Exhaust Valve EV-E696 | Supply Valve | SV | Phoenix Controls | TSVA108M-ALBHZ-PSL | BSPB-2269
Phoenix Biomedical Campus
Biosciences Partnership Building
6th Floor
E680 Equipment Corridor
Arizona | Supply Valve SV-E685 | Supply Valve | SV | Phoenix Controls | TSVA112M-ALBHZ-PSL | BSPB-2272
Phoenix Biomedical Campus
Biosciences Partnership Building
6th Floor
E680 Equipment Corridor
Arizona | Supply Valve SV-E682 | Supply Valve | SV | Phoenix Controls | TEVB112M-ALNHX-PSL | BSPB-2275
Phoenix Biomedical Campus
Biosciences Partnership Building
6th Floor
E680 Equipment Corridor
Arizona | Supply Valve SV-E681 | Supply Valve | SV | Phoenix Controls | TEVB112M-ALNHX-PSL | BSPB-2277
Phoenix Biomedical Campus
Biosciences Partnership Building
6th Floor
E670 Equipment Corridor
Arizona | Supply Valve SV-E902 | Supply Valve | SV | Phoenix Controls | TEVB112M-ALNHX-PSL | BSPB-2284
Phoenix Biomedical Campus
Biosciences Partnership Building
6th Floor
E660 Equipment Corridor
Arizona | Supply Valve SV-E6711 | Supply Valve | SV | Phoenix Controls | TEVB112M-ALNHX-PSL | BSPB-2286
Phoenix Biomedical Campus
Biosciences Partnership Building
6th Floor
E660 Equipment Corridor
Arizona | Supply Valve SV-E665 | Supply Valve | SV | Phoenix Controls | TEVB210M-ALNHX-PSL | BSPB-2290
Phoenix Biomedical Campus
Biosciences Partnership Building
6th Floor
E640 Equipment Corridor
Arizona | Supply Valve SV-E651 | Supply Valve | SV | Phoenix Controls | TEVB210M-ALNHX-PSL | BSPB-2293
Phoenix Biomedical Campus
Biosciences Partnership Building
6th Floor
E640 Equipment Corridor
Arizona | Supply Valve SV-E643 | Supply Valve | SV | Phoenix Controls | TEVB112M-ALNHX-PSL | BSPB-2295
Phoenix Biomedical Campus
Biosciences Partnership Building
6th Floor
E640 Equipment Corridor
Arizona | Supply Valve SV-E645 | Supply Valve | SV | Phoenix Controls | TEVB214M-ALNHX-PSL | BSPB-2297
Phoenix Biomedical Campus
Biosciences Partnership Building
6th Floor
E643 Energy Systems
Arizona | Supply Valve SV-E6451 | Supply Valve | SV | Phoenix Controls | TEVB112M-ALNHX-PSL | BSPB-2301
Phoenix Biomedical Campus
Biosciences Partnership Building
6th Floor
E643 Energy Systems
Arizona | Supply Valve SV-E647 | Supply Valve | SV | Phoenix Controls | TEVB108M-ALNHX-PSL | BSPB-2299
Phoenix Biomedical Campus
Biosciences Partnership Building
6th Floor
E643 Energy Systems
Arizona | Supply Valve SV-E292 | Supply Valve | SV | Phoenix Controls | Not Accessible | BSPB-2461
Phoenix Biomedical Campus
Biosciences Partnership Building
5th Floor
E592 Janitor
Arizona | Supply Valve E744 | Supply Valve | SV | Phoenix Controls | Not Accessible | BSPB-2475
Phoenix Biomedical Campus
Biosciences Partnership Building
7th Floor
E750 Equipment Corridor
Arizona | Supply Valve E743 | Supply Valve | SV | Phoenix Controls | Not Accessible | BSPB-2476
Phoenix Biomedical Campus
Biosciences Partnership Building
7th Floor
E750 Equipment Corridor
Arizona | Supply Valve SV-E595 | Supply Valve | SV | Phoenix Controls | Not Accessible | BSPB-2456
Phoenix Biomedical Campus
Biosciences Partnership Building
5th Floor
E594 Mechanical Room
Arizona | Supply Valve SV-E586 | Supply Valve | SV | Phoenix Controls | Not Accessible | BSPB-2457
Phoenix Biomedical Campus
Biosciences Partnership Building
5th Floor
E594 Mechanical Room
Arizona | Supply Vavle SV-E594 | Supply Valve | SV | Phoenix Controls | Not Accessible | BSPB-2459
Phoenix Biomedical Campus
Biosciences Partnership Building
5th Floor
E594 Mechanical Room
Arizona | Supply Valve SV-E693 | Supply Valve | SV | Phoenix Controls | TEVB112M-ALNHX-PSL | BSPB-2354
Phoenix Biomedical Campus
Biosciences Partnership Building
6th Floor
E600E Circulation / Corridor
Arizona | Supply Valve SV-E965 | Supply Valve | SV | Price | SDV5-004 | BSPB-2406
Phoenix Biomedical Campus
Biosciences Partnership Building
9th Floor
E980 Equipment Corridor
Arizona | Supply Valve SV-E630 | Supply Valve | SV | Phoenix Controls | TSBA114M-ALBHZ-PSL | BSPB-2345
Phoenix Biomedical Campus
Biosciences Partnership Building
6th Floor
E630C Open Lab Bays
Arizona | Supply Valve SV-E691 | Supply Valve | SV | Phoenix Controls | TSBA108M-ALBHZ-PSL | BSPB-2348
Phoenix Biomedical Campus
Biosciences Partnership Building
6th Floor
E600E Circulation / Corridor
Arizona | Supply Valve SV-E625 | Supply Valve | SV | Phoenix Controls | TSVA108M-ALBHZ-PSL | BSPB-2350
Phoenix Biomedical Campus
Biosciences Partnership Building
6th Floor
E600E Circulation / Corridor
Arizona | Supply Valve SV-E692 | Supply Valve | SV | Phoenix Controls | TEVB108M-ALNHX-PSL | BSPB-2356
Phoenix Biomedical Campus
Biosciences Partnership Building
6th Floor
E600E Circulation / Corridor
Arizona | Supply Terminal SV-E694 | Supply Valve | SV | Phoenix Controls | TRACCEL | BSPB-2525
Phoenix Biomedical Campus
Biosciences Partnership Building
6th Floor
E694 Mechanical Room
Arizona | Supply Valve SV-E585 | Supply Valve | SV | Phoenix Controls | TSVA108M-ALBHZ-PSL | BSPB-2588
Phoenix Biomedical Campus
Biosciences Partnership Building
5th Floor
E5XX Equipment Corridor
Arizona | Supply Valve SV-E570 | Supply Valve | SV | Phoenix Controls | TSVA112M-ALBHZ-PSL | BSPB-2589
Phoenix Biomedical Campus
Biosciences Partnership Building
5th Floor
E5XX Equipment Corridor
Arizona | Supply Valve SV-E582 | Supply Valve | SV | Phoenix Controls | TSVA112M-ALBHZ-PSL | BSPB-2594
Phoenix Biomedical Campus
Biosciences Partnership Building
5th Floor
E5XX Equipment Corridor
Arizona | Supply Valve SV-E581 | Supply Valve | SV | Phoenix Controls | TSVA112M-ALBHZ-PSL | BSPB-2595
Phoenix Biomedical Campus
Biosciences Partnership Building
5th Floor
E5XX Equipment Corridor
Arizona | Supply Valve SV-E575 | Supply Valve | SV | Phoenix Controls | TSVA108M-ALBHZ-PSL | BSPB-2602
Phoenix Biomedical Campus
Biosciences Partnership Building
5th Floor
E5XX Equipment Corridor
Arizona | Supply Exhaust SV-E5712 | Supply Valve | SV | Phoenix Controls | TSVA112M-ALBHZ-PSL | BSPB-2608
Phoenix Biomedical Campus
Biosciences Partnership Building
5th Floor
E5XX Equipment Corridor
Arizona | Supply Valve SV-E544 | Supply Valve | SV | Phoenix Controls | Not Accessible | BSPB-2646
Phoenix Biomedical Campus
Biosciences Partnership Building
5th Floor
E5XX Equipment Corridor
Arizona | Supply Valve SV-E591 | Supply Valve | SV | Phoenix Controls | TSVA108M-ALBHZ-PSL | BSPB-2659
Phoenix Biomedical Campus
Biosciences Partnership Building
5th Floor
E5XX Equipment Corridor
Arizona | Supply Valve SV-E525 | Supply Valve | SV | Phoenix Controls | TSVA108M-ALBHZ-PSL | BSPB-2662
Phoenix Biomedical Campus
Biosciences Partnership Building
5th Floor
E5XX Equipment Corridor
Arizona | Supply Valve SV-E530 | Supply Valve | SV | Phoenix Controls | TSVA114M-ALBHZ-PSL | BSPB-2664
Phoenix Biomedical Campus
Biosciences Partnership Building
5th Floor
E5XX Equipment Corridor
Arizona | Supply Valve SV-E870 | Supply Valve | SV | Phoenix Controls | TSVA112M-ALBHZ-PSL | BSPB-2670
Phoenix Biomedical Campus
Biosciences Partnership Building
8th Floor
E880 Equipment Corridor
Arizona | Supply Valve SV-E881 | Supply Valve | SV | Phoenix Controls | TSVA112M-ALDHZ-PSL | BSPB-2675
Phoenix Biomedical Campus
Biosciences Partnership Building
8th Floor
E880 Equipment Corridor
Arizona | Supply Valve SV-E882 | Supply Valve | SV | Phoenix Controls | TSVA112M-ALDHZ-PSL | BSPB-2676
Phoenix Biomedical Campus
Biosciences Partnership Building
8th Floor
E880 Equipment Corridor
Arizona | Supply Valve SV-E992 | Supply Valve | SV | Phoenix Controls | TSVA108M-ALDHZ-PSL | BSPB-2680
Phoenix Biomedical Campus
Biosciences Partnership Building
8th Floor
E880 Equipment Corridor
Arizona | Supply Valve SV-E5711 | Supply Valve | SV | Phoenix Controls | TSVA112M-ALBHZ-PSL | BSPB-2610
Phoenix Biomedical Campus
Biosciences Partnership Building
5th Floor
E5XX Equipment Corridor
Arizona | Supply Valve SV-E565 | Supply Valve | SV | Phoenix Controls | TSVA108M-ALVHZ-PSL | BSPB-2615
Phoenix Biomedical Campus
Biosciences Partnership Building
5th Floor
E5XX Equipment Corridor
Arizona | Supply Valve SV-E562 | Supply Valve | SV | Phoenix Controls | TSVA112M-ALBHZ-PSL | BSPB-2621
Phoenix Biomedical Campus
Biosciences Partnership Building
5th Floor
E5XX Equipment Corridor
Arizona | Supply Valve SV-E561 | Supply Valve | SV | Phoenix Controls | TSVA112M-ALBHZ-PSL | BSPB-2622
Phoenix Biomedical Campus
Biosciences Partnership Building
5th Floor
E5XX Equipment Corridor
Arizona | Supply Valve SV-E555 | Supply Valve | SV | Phoenix Controls | TSVA108M-ALBHZ-PSL | BSPB-2630
Phoenix Biomedical Campus
Biosciences Partnership Building
5th Floor
E5XX Equipment Corridor
Arizona | Supply Valve SV-E551 | Supply Valve | SV | Phoenix Controls | TSVA210M-LLBHZ-PSL | BSPB-2635
Phoenix Biomedical Campus
Biosciences Partnership Building
5th Floor
E5XX Equipment Corridor
Arizona | Supply Valve SV-E552 | Supply Valve | SV | Phoenix Controls | TSVA210M-LLBHZ-PSL | BSPB-2633
Phoenix Biomedical Campus
Biosciences Partnership Building
5th Floor
E5XX Equipment Corridor
Arizona | Supply Valve SV-CLDRM | Supply Valve | SV | Phoenix Controls | TSVA108M-ALBHZ-PSL | BSPB-2640
Phoenix Biomedical Campus
Biosciences Partnership Building
5th Floor
E5XX Equipment Corridor
Arizona | Supply Valve SV-E543 | Supply Valve | SV | Phoenix Controls | TSVA108M-ALBHZ-PSL | BSPB-2641
Phoenix Biomedical Campus
Biosciences Partnership Building
5th Floor
E5XX Equipment Corridor
Arizona | Supply Valve SV-E991 | Supply Valve | SV | Phoenix Controls | TSVA108M-ALDHZ-PSL | BSPB-2691
Phoenix Biomedical Campus
Biosciences Partnership Building
8th Floor
E880 Equipment Corridor
Arizona | Supply Valve SV-E951 | Supply Valve | SV | Phoenix Controls | TSVA112M-ALBHZ-PSL | BSPB-2688
Phoenix Biomedical Campus
Biosciences Partnership Building
8th Floor
E880 Equipment Corridor
Arizona | Supply Valve SV-E851 | Supply Valve | SV | Phoenix Controls | TSVA112M-ALDHZ-PSL | BSPB-2696
Phoenix Biomedical Campus
Biosciences Partnership Building
8th Floor
E880 Equipment Corridor
Arizona | Supply Valve SV-E994 | Supply Valve | SV | Phoenix Controls | TSVA108M-ALDHZ-PSL | BSPB-2700
Phoenix Biomedical Campus
Biosciences Partnership Building
8th Floor
E880 Equipment Corridor
Arizona | Supply Valve SV-CLDRM | Supply Valve | SV | Phoenix Controls | TSVA108M-ALDHZ-PSL | BSPB-2702
Phoenix Biomedical Campus
Biosciences Partnership Building
8th Floor
E880 Equipment Corridor
Arizona | Supply Valve SV-E851 | Supply Valve | SV | Phoenix Controls | TSVA210M-LLVHZ-PSL | BSPB-2707
Phoenix Biomedical Campus
Biosciences Partnership Building
8th Floor
E880 Equipment Corridor
Arizona | Supply Valve SV-E843 | Supply Valve | SV | Phoenix Controls | TSVA108M-ALDHZ-PSL | BSPB-2712
Phoenix Biomedical Campus
Biosciences Partnership Building
8th Floor
E880 Equipment Corridor
Arizona | Supply Valve SV-E830 | Supply Valve | SV | Phoenix Controls | TSVA114M-ALDHZ-PSL | BSPB-2743
Phoenix Biomedical Campus
Biosciences Partnership Building
8th Floor
E880 Equipment Corridor
Arizona | Supply Valve SV-E852 | Supply Valve | SV | Phoenix Controls | TSVA210M-LLVHZ-PSL | BSPB-2705
Phoenix Biomedical Campus
Biosciences Partnership Building
8th Floor
E880 Equipment Corridor
Arizona | Supply Valve CLDRM | Supply Valve | SV | Phoenix Controls | Not Accessible | BSPB-2754
Phoenix Biomedical Campus
Biosciences Partnership Building
7th Floor
E750 Equipment Corridor
Arizona | Supply Valve - SV-3006 | Supply Valve | SV |  |  | BSPB-3063
Phoenix Biomedical Campus
Biosciences Partnership Building
3rd Floor
E300S2 Equipment Corridor
Arizona | Supply Valve - SV-3005 | Supply Valve | SV | Phoenix Controls | TSVA112M-ALAHZ-PSL | BSPB-3057
Phoenix Biomedical Campus
Biosciences Partnership Building
3rd Floor
E300S2 Equipment Corridor
Arizona | Supply Valve - SV-3004 | Supply Valve | SV | Phoenix Controls | TSVA112M-ALAHZ-PSL | BSPB-3056
Phoenix Biomedical Campus
Biosciences Partnership Building
3rd Floor
E300S2 Equipment Corridor
Arizona | Supply Valve - SV-3002 | Supply Valve | SV |  |  | BSPB-3052
Phoenix Biomedical Campus
Biosciences Partnership Building
3rd Floor
E300S2 Equipment Corridor
Arizona | Supply Valve - SV-3003 | Supply Valve | SV | Phoenix Controls | TSVA108M-ALAHZ-PSL | BSPB-3053
Phoenix Biomedical Campus
Biosciences Partnership Building
3rd Floor
E300S2 Equipment Corridor
Arizona | Supply Valve - SV-4001 | Supply Valve | SV |  |  | BSPB-4427
Phoenix Biomedical Campus
Biosciences Partnership Building
4th Floor
E400S2 Equipment Corridor
Arizona | Supply Valve - SV-4004 | Supply Valve | SV |  |  | BSPB-4420
Phoenix Biomedical Campus
Biosciences Partnership Building
4th Floor
E400S2 Equipment Corridor
Arizona | Supply Valve - SV-4005 | Supply Valve | SV |  |  | BSPB-4417
Phoenix Biomedical Campus
Biosciences Partnership Building
4th Floor
E400S2 Equipment Corridor
Arizona | Supply Valve - SV-4006 | Supply Valve | SV |  |  | BSPB-4414
Phoenix Biomedical Campus
Biosciences Partnership Building
4th Floor
E400S2 Equipment Corridor
Arizona | Supply Valve - SV-4003 | Supply Valve | SV |  |  | BSPB-4425
Phoenix Biomedical Campus
Biosciences Partnership Building
4th Floor
E400S1 Equipment Corridor
E442 Dry Support
Arizona | Supply Valve - SV-4002 | Supply Valve | SV |  |  | BSPB-4429
Phoenix Biomedical Campus
Biosciences Partnership Building
4th Floor
E400S1 Equipment Corridor
E435 Core Lab
Arizona | Supply Valve - SV-4019 | Supply Valve | SV |  |  | BSPB- 2594
Phoenix Biomedical Campus
Biosciences Partnership Building
4th Floor
E400E Circulation Corridor
E472 Janitor Room
Arizona | Supply Valve - SV-4018 | Supply Valve | SV |  |  | BSPB-4335
Phoenix Biomedical Campus
Biosciences Partnership Building
4th Floor
E474 AHU Room
Arizona | Supply Valve - SV-4020 | Supply Valve | SV |  |  | BSPB-4333
Phoenix Biomedical Campus
Biosciences Partnership Building
4th Floor
E474 AHU Room
Arizona | Supply Valve - SV-4016 | Supply Valve | SV |  |  | BSPB-4332
Phoenix Biomedical Campus
Biosciences Partnership Building
4th Floor
E474 AHU Room
Arizona | Supply Valve - SV-4017 | Supply Valve | SV |  |  | BSPB-4340
Phoenix Biomedical Campus
Biosciences Partnership Building
4th Floor
E430 Open Lab
Arizona | Supply Valve - SV-4007 | Supply Valve | SV |  |  | BSPB-4408
Phoenix Biomedical Campus
Biosciences Partnership Building
4th Floor
E400S3 Equipment Corridor
Arizona | Supply Valve - SV-4008 | Supply Valve | SV |  |  | BSPB-4406
Phoenix Biomedical Campus
Biosciences Partnership Building
4th Floor
E400S3 Equipment Corridor
Arizona | Supply Valve - SV-4009 | Supply Valve | SV |  |  | BSPB-4400
Phoenix Biomedical Campus
Biosciences Partnership Building
4th Floor
E400S3 Equipment Corridor
Arizona | Supply Valve - SV-4010 | Supply Valve | SV |  |  | BSPB-4395
Phoenix Biomedical Campus
Biosciences Partnership Building
4th Floor
E400S3 Equipment Corridor
Arizona | Supply Valve - SV-4011 | Supply Valve | SV |  |  | BSPB-4393
Phoenix Biomedical Campus
Biosciences Partnership Building
4th Floor
E400S3 Equipment Corridor
Arizona | Supply Valve - SV-4012 | Supply Valve | SV |  |  | BSPB-4388
Phoenix Biomedical Campus
Biosciences Partnership Building
4th Floor
E400S3 Equipment Corridor
Arizona | Supply Valve - SV-4015 | Supply Valve | SV |  |  | BSPB-4374
Phoenix Biomedical Campus
Biosciences Partnership Building
4th Floor
E400S3 Equipment Corridor
Arizona | Supply Valve - SV-4013 | Supply Valve | SV |  |  | BSPB-4382
Phoenix Biomedical Campus
Biosciences Partnership Building
4th Floor
E400S3 Equipment Corridor
Arizona | Supply Valve - SV-4014 | Supply Valve | SV |  |  | BSPB-4380
Phoenix Biomedical Campus
Biosciences Partnership Building
4th Floor
E400S3 Equipment Corridor
Arizona | Supply Valve - SV-4### | Supply Valve | SV |  |  | BSPB-4371
Phoenix Biomedical Campus
Biosciences Partnership Building
4th Floor
E400S3 Equipment Corridor
E461 Dry Support
Arizona | Riser ATS-0S2 | Sprinkler Riser | SPRINKLERRISER |  | ATS-OS2 RISE | BSPB-3269
Phoenix Biomedical Campus
Biosciences Partnership Building
10th Floor
E1094 Mechanical Room
Arizona | Roll up door | Roll Up Door | RUD | Cornell | Not Accessible | BSPB-2860
Phoenix Biomedical Campus
Biosciences Partnership Building
8th Floor
E831 Telco / IDF
Arizona | RO System | RO/DI System | RO/DI | Water Tec | ROS-VXL06K-4H-1.51C | BSPB-2042
Phoenix Biomedical Campus
Biosciences Partnership Building
Basement
E014 Plumbing Equipment Room
Arizona | RO Filter | RO/DI System | RO/DI | Filtration | 7FOS4-316 | BSPB-2972
Phoenix Biomedical Campus
Biosciences Partnership Building
Basement
E014 Plumbing Equipment Room
Arizona | Reheat Coil RC-E5511 | Reheat Coil | RC |  | Not Accessible | BSPB-2648
Phoenix Biomedical Campus
Biosciences Partnership Building
5th Floor
E5XX Equipment Corridor
Arizona | Reheat Coil RC-E994 | Reheat Coil | RC |  | Not Accessible | BSPB-2881
Phoenix Biomedical Campus
Biosciences Partnership Building
9th Floor
E994 Mechanical
Arizona | Reheat Coil - RC-3013 | Reheat Coil | RC |  |  | BSPB-3092
Phoenix Biomedical Campus
Biosciences Partnership Building
3rd Floor
E300S3 Equipment Corridor
Arizona | Reheat Coil - RC-3014 | Reheat Coil | RC |  |  | BSPB-3094
Phoenix Biomedical Campus
Biosciences Partnership Building
3rd Floor
E300S3 Equipment Corridor
Arizona | Reheat Coil - RC-2014 | Reheat Coil | RC |  |  | BSPB-3101
Phoenix Biomedical Campus
Biosciences Partnership Building
3rd Floor
E300E Circulation / Corridor
E362 -150 Freezers
Arizona | Reheat Coil - RC-3012 | Reheat Coil | RC |  |  | BSPB-3086
Phoenix Biomedical Campus
Biosciences Partnership Building
3rd Floor
E300S3 Equipment Corridor
Arizona | Reheat Coil - RC-3012 | Reheat Coil | RC |  |  | BSPB-3089
Phoenix Biomedical Campus
Biosciences Partnership Building
3rd Floor
E300S3 Equipment Corridor
Arizona | Reheat Coil - RC-3009 | Reheat Coil | RC |  |  | BSPB-3075
Phoenix Biomedical Campus
Biosciences Partnership Building
3rd Floor
E300S3 Equipment Corridor
Arizona | Reheat Coil - RC-3007 | Reheat Coil | RC |  |  | BSPB-3069
Phoenix Biomedical Campus
Biosciences Partnership Building
3rd Floor
E300S3 Equipment Corridor
Arizona | Reheat Coil - RC-3010 | Reheat Coil | RC |  |  | BSPB-3080
Phoenix Biomedical Campus
Biosciences Partnership Building
3rd Floor
E300S3 Equipment Corridor
Arizona | Reheat Coil - RC-3011 | Reheat Coil | RC |  |  | BSPB-3082
Phoenix Biomedical Campus
Biosciences Partnership Building
3rd Floor
E300S3 Equipment Corridor
Arizona | Reheat Coil - RC-3008 | Reheat Coil | RC |  |  | BSPB-3071
Phoenix Biomedical Campus
Biosciences Partnership Building
3rd Floor
E300S3 Equipment Corridor
Arizona | Reheat Coil RC-E851 | Reheat Coil | RC |  | Not Accessible | BSPB-2706
Phoenix Biomedical Campus
Biosciences Partnership Building
8th Floor
E880 Equipment Corridor
Arizona | Reheat Coil RC-E844 | Reheat Coil | RC |  | Not Accessible | BSPB-2869
Phoenix Biomedical Campus
Biosciences Partnership Building
8th Floor
E880 Equipment Corridor
Arizona | Reheat Coil RC-E843 | Reheat Coil | RC |  | Not Accessible | BSPB-2714
Phoenix Biomedical Campus
Biosciences Partnership Building
8th Floor
E880 Equipment Corridor
Arizona | Reheat Coil RC-E852 | Reheat Coil | RC |  | Not Accessible | BSPB-2708
Phoenix Biomedical Campus
Biosciences Partnership Building
8th Floor
E880 Equipment Corridor
Arizona | Reheat Coil RC-E853 | Reheat Coil | RC |  | Not Accessible | BSPB-2701
Phoenix Biomedical Campus
Biosciences Partnership Building
8th Floor
E880 Equipment Corridor
Arizona | Reheat Coil RC-E861 | Reheat Coil | RC |  | Not Accessible | BSPB-2697
Phoenix Biomedical Campus
Biosciences Partnership Building
8th Floor
E880 Equipment Corridor
Arizona | Reheat Coil RC-E862 | Reheat Coil | RC |  | Not Accessible | BSPB-2695
Phoenix Biomedical Campus
Biosciences Partnership Building
8th Floor
E880 Equipment Corridor
Arizona | Reheat Coil RC-E863 | Reheat Coil | RC |  | Not Accessible | BSPB-2692
Phoenix Biomedical Campus
Biosciences Partnership Building
8th Floor
E880 Equipment Corridor
Arizona | Reheat Coil RC-CLDRM | Reheat Coil | RC |  | Not Accessible | BSPB-2716
Phoenix Biomedical Campus
Biosciences Partnership Building
8th Floor
E880 Equipment Corridor
Arizona | Reheat Coil RC-E543 | Reheat Coil | RC |  | Not Accessible | BSPB-2642
Phoenix Biomedical Campus
Biosciences Partnership Building
5th Floor
E5XX Equipment Corridor
Arizona | Reheat Coil RC-E552 | Reheat Coil | RC |  | Not Accessible | BSPB-2634
Phoenix Biomedical Campus
Biosciences Partnership Building
5th Floor
E5XX Equipment Corridor
Arizona | Reheat Coil RC-CLDRM | Reheat Coil | RC |  | Not Accessible | BSPB-2639
Phoenix Biomedical Campus
Biosciences Partnership Building
5th Floor
E5XX Equipment Corridor
Arizona | Reheat Coil RC-E551 | Reheat Coil | RC |  | Not Accessible | BSPB-2636
Phoenix Biomedical Campus
Biosciences Partnership Building
5th Floor
E5XX Equipment Corridor
Arizona | Reheat Coil RC-E555 | Reheat Coil | RC |  | Not Accessible | BSPB-2631
Phoenix Biomedical Campus
Biosciences Partnership Building
5th Floor
E5XX Equipment Corridor
Arizona | Reheat Coil RC-E582 | Reheat Coil | RC |  | N/A | BSPB-2593
Phoenix Biomedical Campus
Biosciences Partnership Building
5th Floor
E5XX Equipment Corridor
Arizona | Reheat Coil RC-E562 | Reheat Coil | RC |  | Not Accessible | BSPB-2620
Phoenix Biomedical Campus
Biosciences Partnership Building
5th Floor
E5XX Equipment Corridor
Arizona | Reheat Coil RC-E561 | Reheat Coil | RC |  | Not Accessible | BSPB-2623
Phoenix Biomedical Campus
Biosciences Partnership Building
5th Floor
E5XX Equipment Corridor
Arizona | Reheat Coil RC-E565 | Reheat Coil | RC |  | Not Accessible | BSPB-2616
Phoenix Biomedical Campus
Biosciences Partnership Building
5th Floor
E5XX Equipment Corridor
Arizona | Reheat Coil RC-E5711 | Reheat Coil | RC |  | Not Accessible | BSPB-2611
Phoenix Biomedical Campus
Biosciences Partnership Building
5th Floor
E5XX Equipment Corridor
Arizona | Reheat Coil RC-E873 | Reheat Coil | RC |  | Not Accessible | BSPB-2681
Phoenix Biomedical Campus
Biosciences Partnership Building
8th Floor
E880 Equipment Corridor
Arizona | Reheat Coil RC-E544 | Reheat Coil | RC |  | Not Accessible | BSPB-2645
Phoenix Biomedical Campus
Biosciences Partnership Building
5th Floor
E5XX Equipment Corridor
Arizona | Reheat Coil RC-E882 | Reheat Coil | RC |  | Not Accessible | BSPB-2674
Phoenix Biomedical Campus
Biosciences Partnership Building
8th Floor
E880 Equipment Corridor
Arizona | Reheat Coil RC-E3681 | Reheat Coil | RC |  | Not Accessible | BSPB-2686
Phoenix Biomedical Campus
Biosciences Partnership Building
8th Floor
E880 Equipment Corridor
Arizona | Reheat Coil RC-E8711 | Reheat Coil | RC |  | Not Accessible | BSPB-2687
Phoenix Biomedical Campus
Biosciences Partnership Building
8th Floor
E880 Equipment Corridor
Arizona | Reheat Coil RC-E881 | Reheat Coil | RC |  | Not Accessible | BSPB-2677
Phoenix Biomedical Campus
Biosciences Partnership Building
8th Floor
E880 Equipment Corridor
Arizona | Reheat Coil RC-E870 | Reheat Coil | RC |  | Not Accessible | BSPB-2671
Phoenix Biomedical Campus
Biosciences Partnership Building
8th Floor
E880 Equipment Corridor
Arizona | Reheat Coil RC-E530 | Reheat Coil | RC |  | Not Accessible | BSPB-2665
Phoenix Biomedical Campus
Biosciences Partnership Building
5th Floor
E5XX Equipment Corridor
Arizona | Reheat Coil RC-E525 | Reheat Coil | RC |  | Not Accessible | BSPB-2663
Phoenix Biomedical Campus
Biosciences Partnership Building
5th Floor
E5XX Equipment Corridor
Arizona | Reheat Coil RC-E591 | Reheat Coil | RC |  | Not Accessible | BSPB-2660
Phoenix Biomedical Campus
Biosciences Partnership Building
5th Floor
E5XX Equipment Corridor
Arizona | Reheat Coil RC-E593 | Reheat Coil | RC |  | Not Accessible | BSPB-2657
Phoenix Biomedical Campus
Biosciences Partnership Building
5th Floor
E5XX Equipment Corridor
Arizona | Reheat Coil RC-E5712 | Reheat Coil | RC |  | Not Accessible | BSPB-2609
Phoenix Biomedical Campus
Biosciences Partnership Building
5th Floor
E5XX Equipment Corridor
Arizona | Reheat Coil RC-E575 | Reheat Coil | RC |  | N/A | BSPB-2603
Phoenix Biomedical Campus
Biosciences Partnership Building
5th Floor
E5XX Equipment Corridor
Arizona | Reheat Coil RC-E581 | Reheat Coil | RC |  | N/A | BSPB-2596
Phoenix Biomedical Campus
Biosciences Partnership Building
5th Floor
E5XX Equipment Corridor
Arizona | Reheat Coil RC-E595 | Reheat Coil | RC |  | Not Accessible | BSPB-2455
Phoenix Biomedical Campus
Biosciences Partnership Building
5th Floor
E584 Glass Wash / Autoclave
Arizona | Reheat Coil RC-E585 | Reheat Coil | RC |  | N/A | BSPB-2587
Phoenix Biomedical Campus
Biosciences Partnership Building
5th Floor
E5XX Equipment Corridor
Arizona | Reheat Coil RC-E570 | Reheat Coil | RC |  | N/A | BSPB-2590
Phoenix Biomedical Campus
Biosciences Partnership Building
5th Floor
E5XX Equipment Corridor
Arizona | Reheat Coil RC-E692 | Reheat Coil | RC |  | Not Accessible | BSPB-2357
Phoenix Biomedical Campus
Biosciences Partnership Building
6th Floor
E692 Janitor
Arizona | Reheat Coil RC-E625 | Reheat Coil | RC |  | Not Accessible | BSPB-2351
Phoenix Biomedical Campus
Biosciences Partnership Building
6th Floor
E600E Circulation / Corridor
Arizona | Reheat Coil RC-E691 | Reheat Coil | RC |  | Not Accessible | BSPB-2349
Phoenix Biomedical Campus
Biosciences Partnership Building
6th Floor
E600E Circulation / Corridor
Arizona | Reheat Coil RC-E630 | Reheat Coil | RC |  | Not Accessible | BSPB-2346
Phoenix Biomedical Campus
Biosciences Partnership Building
6th Floor
E630C Open Lab Bays
Arizona | Reheat Coil RC-E966 | Reheat Coil | RC |  | Not Accessible | BSPB-2407
Phoenix Biomedical Campus
Biosciences Partnership Building
9th Floor
E980 Equipment Corridor
Arizona | Reheat Coil RC-E693 | Reheat Coil | RC |  | Not Accessible | BSPB-2355
Phoenix Biomedical Campus
Biosciences Partnership Building
6th Floor
E600E Circulation / Corridor
Arizona | Reheat Coil RC-E910 | Reheat Coil | RC |  | Not Accessible | BSPB-2409
Phoenix Biomedical Campus
Biosciences Partnership Building
9th Floor
E900S2 Circulation / Corridor
Arizona | Reheat Coil RC-E921 | Reheat Coil | RC | Price | Not Accessible | BSPB-2414
Phoenix Biomedical Campus
Biosciences Partnership Building
9th Floor
E921 Team Room
Arizona | Reheat Coil RC-E918 | Reheat Coil | RC |  | Not Accessible | BSPB-2416
Phoenix Biomedical Campus
Biosciences Partnership Building
9th Floor
E900S2 Circulation / Corridor
Arizona | Reheat Coil RC-E916 | Reheat Coil | RC |  | Not Accessible | BSPB-2418
Phoenix Biomedical Campus
Biosciences Partnership Building
9th Floor
E900S2 Circulation / Corridor
Arizona | Reheat Coil RC-E911 | Reheat Coil | RC |  | Not Accessible | BSPB-2428
Phoenix Biomedical Campus
Biosciences Partnership Building
9th Floor
E900S2 Circulation / Corridor
Arizona | Reheat Coil RC-E594 | Reheat Coil | RC |  | Not Accessible | BSPB-2460
Phoenix Biomedical Campus
Biosciences Partnership Building
5th Floor
E594 Mechanical Room
Arizona | Reheat Coil RC-E586 | Reheat Coil | RC |  | Not Accessible | BSPB-2458
Phoenix Biomedical Campus
Biosciences Partnership Building
5th Floor
E594 Mechanical Room
Arizona | Reheat E743 | Reheat Coil | RC |  | Not Accessible | BSPB-2477
Phoenix Biomedical Campus
Biosciences Partnership Building
7th Floor
E750 Equipment Corridor
Arizona | Reheat Coil RE-E292 | Reheat Coil | RC |  | Not Accessible | BSPB-2462
Phoenix Biomedical Campus
Biosciences Partnership Building
5th Floor
E592 Janitor
Arizona | Reheat CLDRM | Reheat Coil | RC |  | Not Accessible | BSPB-2482
Phoenix Biomedical Campus
Biosciences Partnership Building
7th Floor
E750 Equipment Corridor
Arizona | Reheat Coil RC-E647 | Reheat Coil | RC |  | Not Accessible | BSPB-2300
Phoenix Biomedical Campus
Biosciences Partnership Building
6th Floor
E643 Energy Systems
Arizona | Reheat Coil RC-E645 | Reheat Coil | RC |  | Not Accessible | BSPB-2298
Phoenix Biomedical Campus
Biosciences Partnership Building
6th Floor
E643 Energy Systems
Arizona | Reheat Coil RC-E643 | Reheat Coil | RC |  | Not Accessible | BSPB-2296
Phoenix Biomedical Campus
Biosciences Partnership Building
6th Floor
E640 Equipment Corridor
Arizona | Reheat Coil RC-E651 | Reheat Coil | RC |  | Not Accessible | BSPB-2294
Phoenix Biomedical Campus
Biosciences Partnership Building
6th Floor
E640 Equipment Corridor
Arizona | Reheat Coil RC-E6711 | Reheat Coil | RC |  | Not Accessible | BSPB-2287
Phoenix Biomedical Campus
Biosciences Partnership Building
6th Floor
E660 Equipment Corridor
Arizona | Reheat Coil RC-E6712 | Reheat Coil | RC |  | Not Accessible | BSPB-2285
Phoenix Biomedical Campus
Biosciences Partnership Building
6th Floor
E660 Equipment Corridor
Arizona | Reheat Coil RC-E675 | Reheat Coil | RC |  | Not Accessible | BSPB-2282
Phoenix Biomedical Campus
Biosciences Partnership Building
6th Floor
E670 Equipment Corridor
Arizona | Reheat Coil RC-E681 | Reheat Coil | RC |  | Not Accessible | BSPB-2278
Phoenix Biomedical Campus
Biosciences Partnership Building
6th Floor
E670 Equipment Corridor
Arizona | Reheat Coil RC-E682 | Reheat Coil | RC |  | Not Accessible | BSPB-2276
Phoenix Biomedical Campus
Biosciences Partnership Building
6th Floor
E680 Equipment Corridor
Arizona | Supply Valve SV-E670 | Reheat Coil | RC |  | Not Accessible | BSPB-2271
Phoenix Biomedical Campus
Biosciences Partnership Building
6th Floor
E680 Equipment Corridor
Arizona | Reheat RC-E755 | Reheat Coil | RC |  | Not Accessible | BSPB-2244
Phoenix Biomedical Campus
Biosciences Partnership Building
7th Floor
E750 Equipment Corridor
Arizona | Reheat RC-E752 | Reheat Coil | RC |  | Not Accessible | BSPB-2245
Phoenix Biomedical Campus
Biosciences Partnership Building
7th Floor
E750 Equipment Corridor
Arizona | Reheat RC-E744 | Reheat Coil | RC |  | Not Accessible | BSPB-2247
Phoenix Biomedical Campus
Biosciences Partnership Building
7th Floor
E750 Equipment Corridor
Arizona | Reheat E763 | Reheat Coil | RC |  | Not Accessible | BSPB-2235
Phoenix Biomedical Campus
Biosciences Partnership Building
7th Floor
E750 Equipment Corridor
Arizona | Reheat E762 | Reheat Coil | RC |  | Not Accessible | BSPB-2237
Phoenix Biomedical Campus
Biosciences Partnership Building
7th Floor
E750 Equipment Corridor
Arizona | Reheat E765 | Reheat Coil | RC |  | Not Accessible | BSPB-2231
Phoenix Biomedical Campus
Biosciences Partnership Building
7th Floor
E750 Equipment Corridor
Arizona | Reheat E7712 | Reheat Coil | RC |  | Not Accessible | BSPB-2227
Phoenix Biomedical Campus
Biosciences Partnership Building
7th Floor
E750 Equipment Corridor
Arizona | Reheat E7711 | Reheat Coil | RC |  | Not Accessible | BSPB-2225
Phoenix Biomedical Campus
Biosciences Partnership Building
7th Floor
E750 Equipment Corridor
Arizona | Reheat E775 | Reheat Coil | RC |  | Not Accessible | BSPB-2222
Phoenix Biomedical Campus
Biosciences Partnership Building
7th Floor
E750 Equipment Corridor
Arizona | Reheat E781 | Reheat Coil | RC |  | Not Accessible | BSPB-2218
Phoenix Biomedical Campus
Biosciences Partnership Building
7th Floor
E750 Equipment Corridor
Arizona | Reheat E782 | Reheat Coil | RC |  | Not Accessible | BSPB-2216
Phoenix Biomedical Campus
Biosciences Partnership Building
7th Floor
E750 Equipment Corridor
Arizona | Reheat E770 | Reheat Coil | RC |  | Not Accessible | BSPB-2206
Phoenix Biomedical Campus
Biosciences Partnership Building
7th Floor
E750 Equipment Corridor
Arizona | Reheat E785 | Reheat Coil | RC |  | Not Accessible | BSPB-2208
Phoenix Biomedical Campus
Biosciences Partnership Building
7th Floor
E750 Equipment Corridor
Arizona | Reheat E786 | Reheat Coil | RC |  | Not Accessible | BSPB-2195
Phoenix Biomedical Campus
Biosciences Partnership Building
7th Floor
E794 Mechanical
Arizona | Reheat E791 | Reheat Coil | RC |  | Not Accessible | BSPB-2190
Phoenix Biomedical Campus
Biosciences Partnership Building
7th Floor
E700E Circulation Corridor
Arizona | Reheat E794 | Reheat Coil | RC |  | Not Accessible | BSPB-2191
Phoenix Biomedical Campus
Biosciences Partnership Building
7th Floor
E794 Mechanical
Arizona | Reheat E725 | Reheat Coil | RC |  | Not Accessible | BSPB-2188
Phoenix Biomedical Campus
Biosciences Partnership Building
7th Floor
E700E Circulation Corridor
Arizona | Reheat E792 | Reheat Coil | RC |  | Not Accessible | BSPB-2186
Phoenix Biomedical Campus
Biosciences Partnership Building
7th Floor
E792 Janitor
Arizona | Reheat E793 | Reheat Coil | RC |  | Not Accessible | BSPB-2183
Phoenix Biomedical Campus
Biosciences Partnership Building
7th Floor
E730 Open Lab Benches
Arizona | Reheat E730 | Reheat Coil | RC |  | Not Accessible | BSPB-2180
Phoenix Biomedical Campus
Biosciences Partnership Building
7th Floor
E730 Open Lab Benches
Arizona | Reheat Coil - RC-4### | Reheat Coil | RC |  |  | BSPB-4372
Phoenix Biomedical Campus
Biosciences Partnership Building
4th Floor
E400S3 Equipment Corridor
E461 Dry Support
Arizona | Reheat Coil - RC-4014 | Reheat Coil | RC |  |  | BSPB-4379
Phoenix Biomedical Campus
Biosciences Partnership Building
4th Floor
E400S3 Equipment Corridor
Arizona | Reheat Coil - RC-4015 | Reheat Coil | RC |  |  | BSPB-4375
Phoenix Biomedical Campus
Biosciences Partnership Building
4th Floor
E400S3 Equipment Corridor
Arizona | Reheat Coil - RC-4013 | Reheat Coil | RC |  |  | BSPB-4381
Phoenix Biomedical Campus
Biosciences Partnership Building
4th Floor
E400S3 Equipment Corridor
Arizona | Reheat Coil - RC-4011 | Reheat Coil | RC |  |  | BSPB-4392
Phoenix Biomedical Campus
Biosciences Partnership Building
4th Floor
E400S3 Equipment Corridor
Arizona | Reheat Coil - RC-4012 | Reheat Coil | RC |  |  | BSPB-4387
Phoenix Biomedical Campus
Biosciences Partnership Building
4th Floor
E400S3 Equipment Corridor
Arizona | Reheat Coil - RC-4010 | Reheat Coil | RC |  |  | BSPB-4394
Phoenix Biomedical Campus
Biosciences Partnership Building
4th Floor
E400S3 Equipment Corridor
Arizona | Reheat Coil - RC-4008 | Reheat Coil | RC |  |  | BSPB-4405
Phoenix Biomedical Campus
Biosciences Partnership Building
4th Floor
E400S3 Equipment Corridor
Arizona | Reheat Coil - RC-4009 | Reheat Coil | RC |  |  | BSPB-4401
Phoenix Biomedical Campus
Biosciences Partnership Building
4th Floor
E400S3 Equipment Corridor
Arizona | Reheat Coil - RC-4007 | Reheat Coil | RC |  |  | BSPB-4407
Phoenix Biomedical Campus
Biosciences Partnership Building
4th Floor
E400S3 Equipment Corridor
Arizona | Reheat Coil - RC-4016 | Reheat Coil | RC |  |  | BSPB-4331
Phoenix Biomedical Campus
Biosciences Partnership Building
4th Floor
E474 AHU Room
Arizona | Reheat Coil - RC-4### | Reheat Coil | RC |  |  | BSPB-4339
Phoenix Biomedical Campus
Biosciences Partnership Building
4th Floor
E400E Circulation Corridor
E471 Irradiator Room
Arizona | Reheat Coil - RC-4018 | Reheat Coil | RC |  |  | BSPB-4334
Phoenix Biomedical Campus
Biosciences Partnership Building
4th Floor
E474 AHU Room
Arizona | Reheat Coil - RC-4003 | Reheat Coil | RC |  |  | BSPB-4428
Phoenix Biomedical Campus
Biosciences Partnership Building
4th Floor
E400S2 Equipment Corridor
Arizona | Reheat Coil - RC-4### | Reheat Coil | RC |  |  | BSPB-4336
Phoenix Biomedical Campus
Biosciences Partnership Building
4th Floor
E400E Circulation Corridor
E472 Janitor Room
Arizona | Reheat Coil - RC-4002 | Reheat Coil | RC |  |  | BSPB-4426
Phoenix Biomedical Campus
Biosciences Partnership Building
4th Floor
E400S1 Equipment Corridor
E442 Dry Support
Arizona | Reheat Coil - RC-4001 | Reheat Coil | RC |  |  | BSPB-4431
Phoenix Biomedical Campus
Biosciences Partnership Building
4th Floor
E400S1 Equipment Corridor
E435 Core Lab
Arizona | Reheat Coil - RC-4004 | Reheat Coil | RC |  |  | BSPB-4419
Phoenix Biomedical Campus
Biosciences Partnership Building
4th Floor
E400S2 Equipment Corridor
Arizona | Reheat Coil - RC-4005 | Reheat Coil | RC |  |  | BSPB-4418
Phoenix Biomedical Campus
Biosciences Partnership Building
4th Floor
E400S2 Equipment Corridor
Arizona | Reheat Coil - RC-4006 | Reheat Coil | RC |  |  | BSPB-4413
Phoenix Biomedical Campus
Biosciences Partnership Building
4th Floor
E400S2 Equipment Corridor
Arizona | Reheat Coil - RC-3003 | Reheat Coil | RC |  |  | BSPB-3060
Phoenix Biomedical Campus
Biosciences Partnership Building
3rd Floor
E300S2 Equipment Corridor
Arizona | Reheat Coil - RC-3004 | Reheat Coil | RC |  |  | BSPB-3061
Phoenix Biomedical Campus
Biosciences Partnership Building
3rd Floor
E300S2 Equipment Corridor
Arizona | Reheat Coil - RC-3002 | Reheat Coil | RC |  |  | BSPB-3059
Phoenix Biomedical Campus
Biosciences Partnership Building
3rd Floor
E300S2 Equipment Corridor
Arizona | Reheat Coil - RC-3006 | Reheat Coil | RC |  |  | BSPB-3064
Phoenix Biomedical Campus
Biosciences Partnership Building
3rd Floor
E300S2 Equipment Corridor
Arizona | Reheat Coil - RC-3005 | Reheat Coil | RC |  |  | BSPB-3062
Phoenix Biomedical Campus
Biosciences Partnership Building
3rd Floor
E300S2 Equipment Corridor
Arizona | Reheat Coil RC-E134C | Reheat Coil | RC |  | Not Accessible | BSPB-2848
Phoenix Biomedical Campus
Biosciences Partnership Building
1st Floor
E133B Chemical and Consumables Storage
Arizona | Reheat Coil RC-E665 | Reheat Coil | RC |  | Not Accessible | BSPB-2292
Phoenix Biomedical Campus
Biosciences Partnership Building
6th Floor
E640 Equipment Corridor
Arizona | Domestic Hot Water Recirc Pump | Pump | PUMP | Grundfos | NA | BSPB-2450
Phoenix Biomedical Campus
Biosciences Partnership Building
Penthouse
E1194 Plumbing Room
Arizona | Booster Pump Domestic Cold | Pump | PUMP | Quantum Flo | Not Accessible | BSPB-2041
Phoenix Biomedical Campus
Biosciences Partnership Building
Basement
E014 Plumbing Equipment Room
Arizona | Sewage Ejector Pump PP-1 | Pump | PUMP | Gorman Rupp | T4A60S-B | BSPB-2035
Phoenix Biomedical Campus
Biosciences Partnership Building
Basement
E016 Domestic and Fire Pump Water Service Room
Arizona | Sewage Ejector Pump PP-2 | Pump | PUMP | Gorman Rupp | T4A60S-B | BSPB-2036
Phoenix Biomedical Campus
Biosciences Partnership Building
Basement
E016 Domestic and Fire Pump Water Service Room
Arizona | Lab Waste Ejector Pump PP-3 | Pump | PUMP | Gorman Rupp | T4A3S-B, 4"x4" | BSPB-2038
Phoenix Biomedical Campus
Biosciences Partnership Building
Basement
E014 Plumbing Equipment Room
Arizona | Lab Waste Ejector Pump PP-4 | Pump | PUMP | Gorman Rupp | T4A3S-B, 4"x4" | BSPB-2039
Phoenix Biomedical Campus
Biosciences Partnership Building
Basement
E014 Plumbing Equipment Room
Arizona | Chilled Beam Pump P-1 | Pump | PUMP | Bell & Gossett | 80SC BF | BSPB-2969
Phoenix Biomedical Campus
Biosciences Partnership Building
Basement
E013 Low Rise Chilled Beam System Room
Arizona | Chilled Beam Pump P-2 | Pump | PUMP | Bell & Gossett | 80SC BF | BSPB-2970
Phoenix Biomedical Campus
Biosciences Partnership Building
Basement
E013 Low Rise Chilled Beam System Room
Arizona | Chilled Beam Pump P-3 | Pump | PUMP | Bell & Gossett | 80SC BF | BSPB-2971
Phoenix Biomedical Campus
Biosciences Partnership Building
Basement
E013 Low Rise Chilled Beam System Room
Arizona | Fire Pump FP-1 | Pump | PUMP | Nidec Motor Corporation | AC93A | BSPB-2028
Phoenix Biomedical Campus
Biosciences Partnership Building
Basement
E015 Fire Pumps Room
Arizona | Jockey Pump JP-1 | Pump | PUMP | Pentair | PVM1-13 | BSPB-2029
Phoenix Biomedical Campus
Biosciences Partnership Building
Basement
E015 Fire Pumps Room
Arizona | Domestic Hot Water Recirc Pump | Pump | PUMP | Grundfos | NA | BSPB-2449
Phoenix Biomedical Campus
Biosciences Partnership Building
Penthouse
E1194 Plumbing Room
Arizona | Heating Hot Water Pump HWP-3 | Pump | PUMP | Bell & Gossett | 80SC | BSPB-2793
Phoenix Biomedical Campus
Biosciences Partnership Building
Penthouse
Arizona | Heating Hot Water Pump HWP-2 | Pump | PUMP | Bell & Gossett | 80SC | BSPB-2794
Phoenix Biomedical Campus
Biosciences Partnership Building
Penthouse
Arizona | Heating Hot Water Pump HWP-1 | Pump | PUMP | Bell & Gossett | 80SC | BSPB-2795
Phoenix Biomedical Campus
Biosciences Partnership Building
Penthouse
Arizona | Pump VHR-1 | Pump | PUMP | Bell & Gossett | VSX-VSC 11.375 6X8X13.58 | BSPB-2802
Phoenix Biomedical Campus
Biosciences Partnership Building
Penthouse
Arizona | Pump VHR-2 | Pump | PUMP | Bell & Gossett | VSX-VSC 11.375 6X8X13.58 | BSPB-2803
Phoenix Biomedical Campus
Biosciences Partnership Building
Penthouse
Arizona | Vacuum Pump, LV-1 | Pump | PUMP | BeaconMedaes | LVHS08D-200V-DCD | BSPB-2442
Phoenix Biomedical Campus
Biosciences Partnership Building
Penthouse
E1194 Plumbing Room
Arizona | Pot Feeder ERU | Pot Feeder | PF |  |  | BSPB-3012
Phoenix Biomedical Campus
Biosciences Partnership Building
Penthouse
E1191 Boiler Room
Arizona | Heating Hot Water Pot Feeder | Pot Feeder | PF |  | Not Accessible | BSPB-2796
Phoenix Biomedical Campus
Biosciences Partnership Building
Penthouse
E1191 Boiler Room
Arizona | Electrical Panel 10-MBP | Panelboard | PB |  |  | BSPB-3304
Phoenix Biomedical Campus
Biosciences Partnership Building
10th Floor
E1040 IDF Room
Arizona | Electrical Panel 10L01 | Panelboard | PB |  |  | BSPB-3305
Phoenix Biomedical Campus
Biosciences Partnership Building
10th Floor
E1040 IDF Room
Arizona | CO Gas Monitor | Monitor | MONITOR | Honeywell | E3 Point Gas Monitor | KFM-2662
Phoenix Biomedical Campus
Biosciences Partnership Building
Penthouse
E1191 Boiler Room
Arizona | Humidifier H 1A | Humidifier | HUMIDIFIER | Intac | ESDDR-58.5 | BSPB-2051
Phoenix Biomedical Campus
Biosciences Partnership Building
Basement
E012 Mechanical Room
Arizona | Humidifier H 1B | Humidifier | HUMIDIFIER | Intac | ESDDR-58.5 | BSPB-2052
Phoenix Biomedical Campus
Biosciences Partnership Building
Basement
E012 Mechanical Room
Arizona | Heater CUH-2 | Heater | HEATER |  |  | BSPB-2478
Phoenix Biomedical Campus
Biosciences Partnership Building
Penthouse
Arizona | Generator #2 | Generator | GENERATOR |  |  | KFM-2567
Phoenix Biomedical Campus
Biosciences Partnership Building
Exterior
Arizona | Generator #1 | Generator | GENERATOR |  |  | KFM-2566
Phoenix Biomedical Campus
Biosciences Partnership Building
Exterior
Arizona | Fume Hood | Fume Hood | FUMEHOOD | Mopec | MP200 | BSPB-2059
Phoenix Biomedical Campus
Biosciences Partnership Building
Basement
E030 Necropsy Room
Arizona | Fume Hood | Fume Hood | FUMEHOOD | Mopec | MP200 | BSPB-2060
Phoenix Biomedical Campus
Biosciences Partnership Building
Basement
E030 Necropsy Room
Arizona | Fume Hood | Fume Hood | FUMEHOOD | Mopec | MP200 | BSPB-2061
Phoenix Biomedical Campus
Biosciences Partnership Building
Basement
E030 Necropsy Room
Arizona | Fume Hood | Fume Hood | FUMEHOOD | Mopec | MP200 | BSPB-2062
Phoenix Biomedical Campus
Biosciences Partnership Building
Basement
E030 Necropsy Room
Arizona | Fire Alarm Panel LEM-25 | Fire Control Panel | FIRECONTROLPANEL | Potter | PFC-4410RC | BSPB-2030
Phoenix Biomedical Campus
Biosciences Partnership Building
Basement
E015 Fire Pumps Room
Arizona | Stairwell Pressurization | Fire Control Panel | FIRECONTROLPANEL | Edwards |  | KFM-2657
Phoenix Biomedical Campus
Biosciences Partnership Building
1st Floor
E140 Fire Control Room
Arizona | Fire Control Panel | Fire Control Panel | FIRECONTROLPANEL | Edwards | EST3 | KFM-2658
Phoenix Biomedical Campus
Biosciences Partnership Building
1st Floor
E140 Fire Control Room
Arizona | DI Water System Filter Sink #1 | Filtration Sytem | FILTSYS | Watts | Watts Pure Water Filter | BSPB-3016
Phoenix Biomedical Campus
Biosciences Partnership Building
8th Floor
E830 Open Lab Bays
Arizona | DI Water System Filter Sink #2 | Filtration Sytem | FILTSYS | Watts | Watts Pure Water Filter | BSPB-3015
Phoenix Biomedical Campus
Biosciences Partnership Building
8th Floor
E830 Open Lab Bays
Arizona | DI Water System Filter Sink #3 | Filtration Sytem | FILTSYS | Watts | Watts Pure Water Filter | BSPB-3014
Phoenix Biomedical Campus
Biosciences Partnership Building
8th Floor
E830 Open Lab Bays
Arizona | DI Water System Filter Sink #4 | Filtration Sytem | FILTSYS | Watts | Watts Pure Water Filter | BSPB-3013
Phoenix Biomedical Campus
Biosciences Partnership Building
8th Floor
E830 Open Lab Bays
Arizona | DI Water System Filter Auto Clave | Filtration Sytem | FILTSYS | Watts | Watts Pure Water Filter | BSPB-3021
Phoenix Biomedical Campus
Biosciences Partnership Building
7th Floor
E795 Glasswash / Autoclave
Arizona | DI Water System Filter Sink #1 | Filtration Sytem | FILTSYS | Watts | Watts Pure Water Filter | BSPB-3020
Phoenix Biomedical Campus
Biosciences Partnership Building
7th Floor
E730 Open Lab Benches
Arizona | DI Water System Filter Sink #2 | Filtration Sytem | FILTSYS | Watts | Watts Pure Water Filter | BSPB-3019
Phoenix Biomedical Campus
Biosciences Partnership Building
7th Floor
E730 Open Lab Benches
Arizona | DI Water System Filter Sink #3 | Filtration Sytem | FILTSYS | Watts | Watts Pure Water Filter | BSPB-3018
Phoenix Biomedical Campus
Biosciences Partnership Building
7th Floor
E730 Open Lab Benches
Arizona | DI Water System Filter Sink #4 | Filtration Sytem | FILTSYS | Watts | Watts Pure Water Filter | BSPB-3017
Phoenix Biomedical Campus
Biosciences Partnership Building
7th Floor
E730 Open Lab Benches
Arizona | DI Water System Filter Sink #1 | Filtration Sytem | FILTSYS | Watts | Watts Pure Water Filter | BSPB-3023
Phoenix Biomedical Campus
Biosciences Partnership Building
6th Floor
E630C Open Lab Bays
Arizona | DI Water System Filter Sink #2 | Filtration Sytem | FILTSYS | Watts | Watts Pure Water Filter | BSPB-3022
Phoenix Biomedical Campus
Biosciences Partnership Building
6th Floor
E630C Open Lab Bays
Arizona | DI Water System Filter Auto Clave | Filtration Sytem | FILTSYS | Watts | Watts Pure Water Filter | BSPB-3024
Phoenix Biomedical Campus
Biosciences Partnership Building
5th Floor
E594 Mechanical Room
Arizona | DI Water System Filter Sink #1 | Filtration Sytem | FILTSYS | Watts | Watts Pure Water Filter | BSPB-3028
Phoenix Biomedical Campus
Biosciences Partnership Building
5th Floor
E530 Open Lab Bays
Arizona | DI Water System Filter Sink #2 | Filtration Sytem | FILTSYS | Watts | Watts Pure Water Filter | BSPB-3027
Phoenix Biomedical Campus
Biosciences Partnership Building
5th Floor
E530 Open Lab Bays
Arizona | DI Water System Filter Sink #3 | Filtration Sytem | FILTSYS | Watts | Watts Pure Water Filter | BSPB-3026
Phoenix Biomedical Campus
Biosciences Partnership Building
5th Floor
E530 Open Lab Bays
Arizona | DI Water System Filter Sink #4 | Filtration Sytem | FILTSYS | Watts | Watts Pure Water Filter | BSPB-3025
Phoenix Biomedical Campus
Biosciences Partnership Building
5th Floor
E530 Open Lab Bays
Arizona | Fan Coil Unit FCU B-5 | Fan Coil Unit | FANCOIL | Trane |  | BSPB-3000
Phoenix Biomedical Campus
Biosciences Partnership Building
Basement
E008 MRI Process Chilled Water Room
Arizona | Fan Coil Unit FC-2-6 | Fan Coil Unit | FANCOIL | Trane | BCHD036G1G0A4MAQ4Z | BSPB-3008
Phoenix Biomedical Campus
Biosciences Partnership Building
2nd Floor
E200NE Stair 2 - Level 2
Arizona | Fan Coil Unit FCU 1-2 | Fan Coil Unit | FANCOIL | Trane | BCH 30 | BSPB-3003
Phoenix Biomedical Campus
Biosciences Partnership Building
1st Floor
E102 Electrical Room
Arizona | Fan Coil Unit FCU 10-8 | Fan Coil Unit | FANCOIL | Trane | TRA | BSPB-3007
Phoenix Biomedical Campus
Biosciences Partnership Building
10th Floor
E1001 Elevator Lobby
Arizona | Fan Coil Unit FCU 6-1 | Fan Coil Unit | FANCOIL | Trane | BCHCO72G1E0A2NL3E0000B01000 | BSPB-2981
Phoenix Biomedical Campus
Biosciences Partnership Building
6th Floor
E631 Telco / IDF
Arizona | Fan Coil Unit FCU 6-3 | Fan Coil Unit | FANCOIL | Trane | BCHCO72G1E0A2NL3E0000B01000 | BSPB-2982
Phoenix Biomedical Campus
Biosciences Partnership Building
6th Floor
E600NE Stair 2 - Level 6
Arizona | Fan Coil Unit FC E1040 | Fan Coil Unit | FANCOIL |  | BCH 30 | BSPB-3303
Phoenix Biomedical Campus
Biosciences Partnership Building
10th Floor
E1040 IDF Room
Arizona | Fan Coil Unit FCU 10-4 | Fan Coil Unit | FANCOIL | Trane | BCH 30 | BSPB-2983
Phoenix Biomedical Campus
Biosciences Partnership Building
10th Floor
E1000NE Stair 2 - Level 10
Arizona | Fan Coil Unit FCU 1-3 | Fan Coil Unit | FANCOIL | Trane | BCH 30 | BSPB-2989
Phoenix Biomedical Campus
Biosciences Partnership Building
1st Floor
E100NE Stair 2 - Level 1
Arizona | Fan Coil Unit FCU 5-1 | Fan Coil Unit | FANCOIL | Trane | BCHCO72G1E0A2NL3E0000B01000 | BSPB-2948
Phoenix Biomedical Campus
Biosciences Partnership Building
5th Floor
E531 Telco / IDF
Arizona | Fan Coil Unit FC-4-2 | Fan Coil Unit | FANCOIL | Trane | BCHDO36G1G0A4MA4Z000000001 | BSPB-2515
Phoenix Biomedical Campus
Biosciences Partnership Building
4th Floor
E430 Open Lab
Arizona | Fan Coil Unit FCU 4-4 | Fan Coil Unit | FANCOIL | Trane | BCHCO72G1E0A2NL3E0000B01000 | BSPB-2516
Phoenix Biomedical Campus
Biosciences Partnership Building
4th Floor
E430 Open Lab
Arizona | Fan Coil Unit FCU 4-3 | Fan Coil Unit | FANCOIL | Trane | BCHD036G1G0A4MA4Z000000001 | BSPB-2517
Phoenix Biomedical Campus
Biosciences Partnership Building
4th Floor
E430 Open Lab
Arizona | Fan Coil Unit FCU 11-4 | Fan Coil Unit | FANCOIL | Trane | BCHD090G1G0A3N05Z | BSPB-2451
Phoenix Biomedical Campus
Biosciences Partnership Building
Penthouse
E1194 Plumbing Room
Arizona | Fan Coil Unit FCU 11-3 | Fan Coil Unit | FANCOIL | Trane | BCHD090G1G0A4N05Z | BSPB-2452
Phoenix Biomedical Campus
Biosciences Partnership Building
Penthouse
E1100N Circulation / Corridor
Arizona | Fan Coil Unit FCU 11-5 | Fan Coil Unit | FANCOIL | Trane | BCHD018G1G0A3N02Z | BSPB-2453
Phoenix Biomedical Campus
Biosciences Partnership Building
Penthouse
E1100N Circulation / Corridor
Arizona | Fan Coil Unit FCU 9-2 | Fan Coil Unit | FANCOIL | Trane | BCHD090G1G0A4N0RZ | BSPB-2431
Phoenix Biomedical Campus
Biosciences Partnership Building
9th Floor
E900S Circulation / Corridor
Arizona | Fan Coil Unit FCU 9-1 | Fan Coil Unit | FANCOIL | Trane | BCHD072G1G0A4N05Z | BSPB-2432
Phoenix Biomedical Campus
Biosciences Partnership Building
9th Floor
E931 Telco / IDF
Arizona | Fan Coil Unit FCU 10-7 | Fan Coil Unit | FANCOIL | Trane | TRA | BSPB-2437
Phoenix Biomedical Campus
Biosciences Partnership Building
10th Floor
E1030 Shell Space
Arizona | Fan Coil Unit FCU 10-3 | Fan Coil Unit | FANCOIL | Trane | TRA | BSPB-2440
Phoenix Biomedical Campus
Biosciences Partnership Building
10th Floor
E1030 Shell Space
Arizona | Fan Coil Unit FCU 5-2 | Fan Coil Unit | FANCOIL | Trane | BCHDO9OGOA4NOZ | BSPB-2463
Phoenix Biomedical Campus
Biosciences Partnership Building
5th Floor
E500S Circulation / Corridor
Arizona | Fan Coil Unit FCU 5-3 | Fan Coil Unit | FANCOIL | Trane | BCH 12 | BSPB-2464
Phoenix Biomedical Campus
Biosciences Partnership Building
5th Floor
E501 Elevator Lobby
Arizona | Fan Coil Unit FCU 7-1 | Fan Coil Unit | FANCOIL | Trane | V3G846AS | BSPB-2117
Phoenix Biomedical Campus
Biosciences Partnership Building
7th Floor
E731 Telco / IDF
Arizona | Fan Coil Unit FCU 6-4 | Fan Coil Unit | FANCOIL | International Environmental | HBD1000333340 | BSPB-2375
Phoenix Biomedical Campus
Biosciences Partnership Building
6th Floor
E630A Electronics Lab
Arizona | Fan Coil Unit FCU 6-2 | Fan Coil Unit | FANCOIL | Trane | BCH 30 | BSPB-2381
Phoenix Biomedical Campus
Biosciences Partnership Building
6th Floor
E600S Circulation / Corridor
Arizona | Fan Coil Unit FCU 7-2 | Fan Coil Unit | FANCOIL | Trane | V3G846AG | BSPB-2114
Phoenix Biomedical Campus
Biosciences Partnership Building
7th Floor
E700S Circulation / Corridor
Arizona | Fan Coil Unit FC-2-4 | Fan Coil Unit | FANCOIL | Trane | BCHC072G1E0A2NL3E | BSPB-2251
Phoenix Biomedical Campus
Biosciences Partnership Building
2nd Floor
E230 Shell Space
Arizona | Fan Coil Unit FC-2-2 | Fan Coil Unit | FANCOIL | Trane | BCHD036G1G0A4MAQ4Z | BSPB-2252
Phoenix Biomedical Campus
Biosciences Partnership Building
2nd Floor
E230 Shell Space
Arizona | Fan Coil Unit FC-2-3 | Fan Coil Unit | FANCOIL | Trane | BCHD036G1G0A4MAQ4Z | BSPB-2253
Phoenix Biomedical Campus
Biosciences Partnership Building
2nd Floor
E230 Shell Space
Arizona | Fan Coil Unit FCU 3-3 | Fan Coil Unit | FANCOIL | Trane | BCHC072G1E0A1NL3E | BSPB-2259
Phoenix Biomedical Campus
Biosciences Partnership Building
3rd Floor
E330 Shell Space
Arizona | Fan Coil Unit FCU 3-4 | Fan Coil Unit | FANCOIL | Trane | BCHD036G1G0A4MA4Z | BSPB-2260
Phoenix Biomedical Campus
Biosciences Partnership Building
3rd Floor
E330 Shell Space
Arizona | Fan Coil Unit FCU 3-2 | Fan Coil Unit | FANCOIL | Trane | BCHD036G1G0A4NA4Z | BSPB-2261
Phoenix Biomedical Campus
Biosciences Partnership Building
3rd Floor
E330 Shell Space
Arizona | Fan Coil Unit FCU 3-6 | Fan Coil Unit | FANCOIL | Trane | BCHD054G1G0A3NL4Z | BSPB-2262
Phoenix Biomedical Campus
Biosciences Partnership Building
3rd Floor
E300NE Stair 2 - Level 3
Arizona | Fan Coil Unit FCU B-4 | Fan Coil Unit | FANCOIL | Trane | BCHD090G1G0A4N05Z000000001 | BSPB-2027
Phoenix Biomedical Campus
Biosciences Partnership Building
Basement
E015 Fire Pumps Room
Arizona | Fan Coil Unit FCU B-2 | Fan Coil Unit | FANCOIL | Trane | BCHD072G1G0A3F05Z000000001 | BSPB-2018
Phoenix Biomedical Campus
Biosciences Partnership Building
Basement
E007 Electrical Room
Arizona | Fan Coil Unit FCU B-1 | Fan Coil Unit | FANCOIL | Trane | BCHD072G1G0A3F05Z000000001 | BSPB-2019
Phoenix Biomedical Campus
Biosciences Partnership Building
Basement
E007 Electrical Room
Arizona | Fan Coil Unit FCU 11-1 | Fan Coil Unit | FANCOIL | Trane | BCHD090G1G0A4N07Z | BSPB-2454
Phoenix Biomedical Campus
Biosciences Partnership Building
Penthouse
E1192 Filter Room
Arizona | Fan Coil Unit FCU B-3 | Fan Coil Unit | FANCOIL | Trane | BCHD036G1G0A3N04Z000000001 | BSPB-2000
Phoenix Biomedical Campus
Biosciences Partnership Building
Basement
E003 Main Emergency Electrical Room
Arizona | Fan Coil Unit FCU 1-1 | Fan Coil Unit | FANCOIL | Trane | BCH 30 | BSPB-2856
Phoenix Biomedical Campus
Biosciences Partnership Building
1st Floor
E110 Telco Room
Arizona | Fan Coil Unit FCU 8-1 | Fan Coil Unit | FANCOIL | Trane | BCH 30 | BSPB-2858
Phoenix Biomedical Campus
Biosciences Partnership Building
8th Floor
E831 Telco / IDF
Arizona | Fan Coil Unit FCU 8-2 | Fan Coil Unit | FANCOIL | Trane | BCH 30 | BSPB-2859
Phoenix Biomedical Campus
Biosciences Partnership Building
8th Floor
E800S1 Equipment Corridor
Arizona | Fan Coil Unit FCU 8-3 | Fan Coil Unit | FANCOIL | Trane | BCH 12 | BSPB-2861
Phoenix Biomedical Campus
Biosciences Partnership Building
8th Floor
E800NE Stair 2 - Level 8
Arizona | EWS 5-2 | Eye Wash Station | EYEWASHSTATION |  |  | KFM-2596
Phoenix Biomedical Campus
Biosciences Partnership Building
5th Floor
E570 Equipment Corridor
Arizona | EWS 5-1 | Eye Wash Station | EYEWASHSTATION |  |  | KFM-2595
Phoenix Biomedical Campus
Biosciences Partnership Building
5th Floor
E570 Equipment Corridor
Arizona | EWS 8-1 | Eye Wash Station | EYEWASHSTATION |  |  | KFM-2588
Phoenix Biomedical Campus
Biosciences Partnership Building
8th Floor
E870 Equipment Corridor
Arizona | EWS 8-2 | Eye Wash Station | EYEWASHSTATION |  |  | KFM-2589
Phoenix Biomedical Campus
Biosciences Partnership Building
8th Floor
E870 Equipment Corridor
Arizona | EWS 7-7 | Eye Wash Station | EYEWASHSTATION |  |  | KFM-2587
Phoenix Biomedical Campus
Biosciences Partnership Building
7th Floor
E750 Equipment Corridor
Arizona | EWS 7-6 | Eye Wash Station | EYEWASHSTATION |  |  | KFM-2586
Phoenix Biomedical Campus
Biosciences Partnership Building
7th Floor
E750 Equipment Corridor
Arizona | EWS 7-1 | Eye Wash Station | EYEWASHSTATION |  |  | KFM-2581
Phoenix Biomedical Campus
Biosciences Partnership Building
7th Floor
E750 Equipment Corridor
Arizona | EWS 7-2 | Eye Wash Station | EYEWASHSTATION |  |  | KFM-2582
Phoenix Biomedical Campus
Biosciences Partnership Building
7th Floor
E750 Equipment Corridor
Arizona | EWS 8-3 | Eye Wash Station | EYEWASHSTATION |  |  | KFM-2590
Phoenix Biomedical Campus
Biosciences Partnership Building
8th Floor
E870 Equipment Corridor
Arizona | EWS 8-4 | Eye Wash Station | EYEWASHSTATION |  |  | KFM-2591
Phoenix Biomedical Campus
Biosciences Partnership Building
8th Floor
E870 Equipment Corridor
Arizona | EWS 8-4 | Eye Wash Station | EYEWASHSTATION |  |  | KFM-2592
Phoenix Biomedical Campus
Biosciences Partnership Building
8th Floor
E870 Equipment Corridor
Arizona | EWS 8-5 | Eye Wash Station | EYEWASHSTATION |  |  | KFM-2593
Phoenix Biomedical Campus
Biosciences Partnership Building
8th Floor
E870 Equipment Corridor
Arizona | EWS 7-5 | Eye Wash Station | EYEWASHSTATION |  |  | KFM-2585
Phoenix Biomedical Campus
Biosciences Partnership Building
7th Floor
E750 Equipment Corridor
Arizona | EWS 7-4 | Eye Wash Station | EYEWASHSTATION |  |  | KFM-2584
Phoenix Biomedical Campus
Biosciences Partnership Building
7th Floor
E750 Equipment Corridor
Arizona | EWS 7-3 | Eye Wash Station | EYEWASHSTATION |  |  | KFM-2583
Phoenix Biomedical Campus
Biosciences Partnership Building
7th Floor
E750 Equipment Corridor
Arizona | EWS 6-6 | Eye Wash Station | EYEWASHSTATION |  |  | KFM-2580
Phoenix Biomedical Campus
Biosciences Partnership Building
6th Floor
E680 Equipment Corridor
Arizona | EWS 6-4 | Eye Wash Station | EYEWASHSTATION |  |  | KFM-2578
Phoenix Biomedical Campus
Biosciences Partnership Building
6th Floor
E680 Equipment Corridor
Arizona | EWS 8-6 | Eye Wash Station | EYEWASHSTATION |  |  | KFM-2594
Phoenix Biomedical Campus
Biosciences Partnership Building
8th Floor
E870 Equipment Corridor
Arizona | EWS 5-3 | Eye Wash Station | EYEWASHSTATION |  |  | KFM-2597
Phoenix Biomedical Campus
Biosciences Partnership Building
5th Floor
E570 Equipment Corridor
Arizona | EWS 5-4 | Eye Wash Station | EYEWASHSTATION |  |  | KFM-2598
Phoenix Biomedical Campus
Biosciences Partnership Building
5th Floor
E570 Equipment Corridor
Arizona | EWS 5-5 | Eye Wash Station | EYEWASHSTATION |  |  | KFM-2599
Phoenix Biomedical Campus
Biosciences Partnership Building
5th Floor
E570 Equipment Corridor
Arizona | EWS 5-6 | Eye Wash Station | EYEWASHSTATION |  |  | KFM-2600
Phoenix Biomedical Campus
Biosciences Partnership Building
5th Floor
E570 Equipment Corridor
Arizona | EWS 5-7 | Eye Wash Station | EYEWASHSTATION |  |  | KFM-2601
Phoenix Biomedical Campus
Biosciences Partnership Building
5th Floor
E570 Equipment Corridor
Arizona | EWS B-1 | Eye Wash Station | EYEWASHSTATION |  |  | BSPB-3001
Phoenix Biomedical Campus
Biosciences Partnership Building
Basement
E030 Necropsy Room
Arizona | HEWS 5-1 | Eye Wash Station | EYEWASHSTATION |  |  | KFM-2602
Phoenix Biomedical Campus
Biosciences Partnership Building
5th Floor
E530 Open Lab Bays
Arizona | HEWS 5-2 | Eye Wash Station | EYEWASHSTATION |  |  | KFM-2603
Phoenix Biomedical Campus
Biosciences Partnership Building
5th Floor
E530 Open Lab Bays
Arizona | HEWS 5-3 | Eye Wash Station | EYEWASHSTATION |  |  | KFM-2604
Phoenix Biomedical Campus
Biosciences Partnership Building
5th Floor
E530 Open Lab Bays
Arizona | HEWS 5-4 | Eye Wash Station | EYEWASHSTATION |  |  | KFM-2605
Phoenix Biomedical Campus
Biosciences Partnership Building
5th Floor
E530 Open Lab Bays
Arizona | HEWS 5-5 | Eye Wash Station | EYEWASHSTATION |  |  | KFM-2606
Phoenix Biomedical Campus
Biosciences Partnership Building
5th Floor
E530 Open Lab Bays
Arizona | HEWS 5-6 | Eye Wash Station | EYEWASHSTATION |  |  | KFM-2607
Phoenix Biomedical Campus
Biosciences Partnership Building
5th Floor
E530 Open Lab Bays
Arizona | HEWS 5-7 | Eye Wash Station | EYEWASHSTATION |  |  | KFM-2608
Phoenix Biomedical Campus
Biosciences Partnership Building
5th Floor
E530 Open Lab Bays
Arizona | HEWS 5-8 | Eye Wash Station | EYEWASHSTATION |  |  | KFM-2609
Phoenix Biomedical Campus
Biosciences Partnership Building
5th Floor
E530 Open Lab Bays
Arizona | HEWS 5-9 | Eye Wash Station | EYEWASHSTATION |  |  | KFM-2610
Phoenix Biomedical Campus
Biosciences Partnership Building
5th Floor
E530 Open Lab Bays
Arizona | HEWS 5-10 | Eye Wash Station | EYEWASHSTATION |  |  | KFM-2611
Phoenix Biomedical Campus
Biosciences Partnership Building
5th Floor
E530 Open Lab Bays
Arizona | HEWS 5-11 | Eye Wash Station | EYEWASHSTATION |  |  | KFM-2612
Phoenix Biomedical Campus
Biosciences Partnership Building
5th Floor
E530 Open Lab Bays
Arizona | HEWS 5-12 | Eye Wash Station | EYEWASHSTATION |  |  | KFM-2613
Phoenix Biomedical Campus
Biosciences Partnership Building
5th Floor
E530 Open Lab Bays
Arizona | HEWS 6-1 | Eye Wash Station | EYEWASHSTATION |  |  | KFM-2614
Phoenix Biomedical Campus
Biosciences Partnership Building
6th Floor
E630C Open Lab Bays
Arizona | HEWS 6-2 | Eye Wash Station | EYEWASHSTATION |  |  | KFM-2615
Phoenix Biomedical Campus
Biosciences Partnership Building
6th Floor
E630C Open Lab Bays
Arizona | HEWS 6-3 | Eye Wash Station | EYEWASHSTATION |  |  | KFM-2616
Phoenix Biomedical Campus
Biosciences Partnership Building
6th Floor
E630C Open Lab Bays
Arizona | HEWS 6-4 | Eye Wash Station | EYEWASHSTATION |  |  | KFM-2617
Phoenix Biomedical Campus
Biosciences Partnership Building
6th Floor
E630C Open Lab Bays
Arizona | HEWS 6-5 | Eye Wash Station | EYEWASHSTATION |  |  | KFM-2618
Phoenix Biomedical Campus
Biosciences Partnership Building
6th Floor
E630C Open Lab Bays
Arizona | HEWS 7-1 | Eye Wash Station | EYEWASHSTATION |  |  | KFM-2620
Phoenix Biomedical Campus
Biosciences Partnership Building
7th Floor
E730 Open Lab Benches
Arizona | HEWS 7-2 | Eye Wash Station | EYEWASHSTATION |  |  | KFM-2621
Phoenix Biomedical Campus
Biosciences Partnership Building
7th Floor
E730 Open Lab Benches
Arizona | HEWS 7-3 | Eye Wash Station | EYEWASHSTATION |  |  | KFM-2622
Phoenix Biomedical Campus
Biosciences Partnership Building
7th Floor
E730 Open Lab Benches
Arizona | HEWS 7-4 | Eye Wash Station | EYEWASHSTATION |  |  | KFM-2623
Phoenix Biomedical Campus
Biosciences Partnership Building
7th Floor
E730 Open Lab Benches
Arizona | HEWS 7-5 | Eye Wash Station | EYEWASHSTATION |  |  | KFM-2624
Phoenix Biomedical Campus
Biosciences Partnership Building
7th Floor
E730 Open Lab Benches
Arizona | HEWS 7-6 | Eye Wash Station | EYEWASHSTATION |  |  | KFM-2625
Phoenix Biomedical Campus
Biosciences Partnership Building
7th Floor
E730 Open Lab Benches
Arizona | HEWS 7-7 | Eye Wash Station | EYEWASHSTATION |  |  | KFM-2626
Phoenix Biomedical Campus
Biosciences Partnership Building
7th Floor
E730 Open Lab Benches
Arizona | HEWS 7-8 | Eye Wash Station | EYEWASHSTATION |  |  | KFM-2627
Phoenix Biomedical Campus
Biosciences Partnership Building
7th Floor
E730 Open Lab Benches
Arizona | HEWS 7-9 | Eye Wash Station | EYEWASHSTATION |  |  | KFM-2628
Phoenix Biomedical Campus
Biosciences Partnership Building
7th Floor
E730 Open Lab Benches
Arizona | HEWS 7-10 | Eye Wash Station | EYEWASHSTATION |  |  | KFM-2629
Phoenix Biomedical Campus
Biosciences Partnership Building
7th Floor
E730 Open Lab Benches
Arizona | HEWS 7-11 | Eye Wash Station | EYEWASHSTATION |  |  | KFM-2630
Phoenix Biomedical Campus
Biosciences Partnership Building
7th Floor
E730 Open Lab Benches
Arizona | HEWS 7-12 | Eye Wash Station | EYEWASHSTATION |  |  | LFM-2631
Phoenix Biomedical Campus
Biosciences Partnership Building
7th Floor
E730 Open Lab Benches
Arizona | EWS 6-7 | Eye Wash Station | EYEWASHSTATION |  |  | KFM-2619
Phoenix Biomedical Campus
Biosciences Partnership Building
6th Floor
E642B Class 100 Clean Room
Arizona | HEWS 8-1 | Eye Wash Station | EYEWASHSTATION |  |  | KFM-2632
Phoenix Biomedical Campus
Biosciences Partnership Building
8th Floor
E830 Open Lab Bays
Arizona | HEWS 8-2 | Eye Wash Station | EYEWASHSTATION |  |  | KFM-2633
Phoenix Biomedical Campus
Biosciences Partnership Building
8th Floor
E830 Open Lab Bays
Arizona | HEWS 8-3 | Eye Wash Station | EYEWASHSTATION |  |  | KFM-2634
Phoenix Biomedical Campus
Biosciences Partnership Building
8th Floor
E830 Open Lab Bays
Arizona | HEWS 8-4 | Eye Wash Station | EYEWASHSTATION |  |  | KFM-2635
Phoenix Biomedical Campus
Biosciences Partnership Building
8th Floor
E830 Open Lab Bays
Arizona | HEWS 8-5 | Eye Wash Station | EYEWASHSTATION |  |  | KFM-2636
Phoenix Biomedical Campus
Biosciences Partnership Building
8th Floor
E830 Open Lab Bays
Arizona | HEWS 8-6 | Eye Wash Station | EYEWASHSTATION |  |  | KFM-2637
Phoenix Biomedical Campus
Biosciences Partnership Building
8th Floor
E830 Open Lab Bays
Arizona | HEWS 8-7 | Eye Wash Station | EYEWASHSTATION |  |  | KFM-2638
Phoenix Biomedical Campus
Biosciences Partnership Building
8th Floor
E830 Open Lab Bays
Arizona | HEWS 8-8 | Eye Wash Station | EYEWASHSTATION |  |  | KFM-2639
Phoenix Biomedical Campus
Biosciences Partnership Building
8th Floor
E830 Open Lab Bays
Arizona | HEWS 8-9 | Eye Wash Station | EYEWASHSTATION |  |  | KFM-2640
Phoenix Biomedical Campus
Biosciences Partnership Building
8th Floor
E830 Open Lab Bays
Arizona | HEWS 8-10 | Eye Wash Station | EYEWASHSTATION |  |  | KFM-2641
Phoenix Biomedical Campus
Biosciences Partnership Building
8th Floor
E830 Open Lab Bays
Arizona | HEWS 8-11 | Eye Wash Station | EYEWASHSTATION |  |  | KFM-2642
Phoenix Biomedical Campus
Biosciences Partnership Building
8th Floor
E830 Open Lab Bays
Arizona | HEWS 8-12 | Eye Wash Station | EYEWASHSTATION |  |  | KFM-2643
Phoenix Biomedical Campus
Biosciences Partnership Building
8th Floor
E830 Open Lab Bays
Arizona | EWS 6-3 | Eye Wash Station | EYEWASHSTATION |  |  | KFM-2577
Phoenix Biomedical Campus
Biosciences Partnership Building
6th Floor
E680 Equipment Corridor
Arizona | EWS 6-1 | Eye Wash Station | EYEWASHSTATION |  |  | KFM-2575
Phoenix Biomedical Campus
Biosciences Partnership Building
6th Floor
E680 Equipment Corridor
Arizona | EWS 6-2 | Eye Wash Station | EYEWASHSTATION |  |  | KFM-2576
Phoenix Biomedical Campus
Biosciences Partnership Building
6th Floor
E680 Equipment Corridor
Arizona | EWS 6-5 | Eye Wash Station | EYEWASHSTATION |  |  | KFM-2579
Phoenix Biomedical Campus
Biosciences Partnership Building
6th Floor
E680 Equipment Corridor
Arizona | Eyewash Loading Dock Area | Eye Wash Station | EYEWASHSTATION |  |  | KFM-2571
Phoenix Biomedical Campus
Biosciences Partnership Building
1st Floor
E130 Loading Dock - Grade Level
Arizona | EWS 6-8 | Eye Wash Station | EYEWASHSTATION |  |  | BSPB-3004
Phoenix Biomedical Campus
Biosciences Partnership Building
6th Floor
E683 Tissue Culture (B cell)
Arizona | EWS 7-8 | Eye Wash Station | EYEWASHSTATION |  |  | BSPB-3005
Phoenix Biomedical Campus
Biosciences Partnership Building
7th Floor
E761 Wet Flex
Arizona | Eyewash E-133 | Eye Wash Station | EYEWASHSTATION |  |  | BSPB-3006
Phoenix Biomedical Campus
Biosciences Partnership Building
1st Floor
E133 Lab General Storage
Arizona | Expansion Tank | Expansion Tank | EXPANSIONTANK | Bell & Gossett | D80V | BSPB-2492
Phoenix Biomedical Campus
Biosciences Partnership Building
Penthouse
E1194 Plumbing Room
Arizona | Expansion Tank | Expansion Tank | EXPANSIONTANK | Bell & Gossett | D80V | BSPB-2493
Phoenix Biomedical Campus
Biosciences Partnership Building
Penthouse
E1194 Plumbing Room
Arizona | Laboratory Hot Water Expansion Tank ET 2 | Expansion Tank | EXPANSIONTANK | Bell & Gossett | 318669 | BSPB-2797
Phoenix Biomedical Campus
Biosciences Partnership Building
Penthouse
Arizona | Heat Recovery Expansion Tank ET 3 | Expansion Tank | EXPANSIONTANK | Bell & Gossett | 318683 | BSPB-2798
Phoenix Biomedical Campus
Biosciences Partnership Building
Penthouse
Arizona | Exhaust Valve E743 | Exhaust Valve | EV | Phoenix Controls | Not Accessible | BSPB-2753
Phoenix Biomedical Campus
Biosciences Partnership Building
7th Floor
E750 Equipment Corridor
Arizona | Exhaust Valve EV-E8622 | Exhaust Valve | EV | Phoenix Controls | TEVB108M-ALNHZ-PSL | BSPB-2693
Phoenix Biomedical Campus
Biosciences Partnership Building
8th Floor
E880 Equipment Corridor
Arizona | Exhaust Valve EV-E8621 | Exhaust Valve | EV | Phoenix Controls | TEVB112M-ALDHZ-PSL | BSPB-2694
Phoenix Biomedical Campus
Biosciences Partnership Building
8th Floor
E880 Equipment Corridor
Arizona | Exhaust Valve SV-E981 | Exhaust Valve | EV | Phoenix Controls | TSVA112M-ALDHZ-PSL | BSPB-2685
Phoenix Biomedical Campus
Biosciences Partnership Building
8th Floor
E880 Equipment Corridor
Arizona | Exhaust Valve EV-E951 | Exhaust Valve | EV | Phoenix Controls | TEVB112M-ALNHZ-PSL | BSPB-2689
Phoenix Biomedical Campus
Biosciences Partnership Building
8th Floor
E880 Equipment Corridor
Arizona | Exhaust Valve EV-E863 | Exhaust Valve | EV | Phoenix Controls | TEVB108M-ALNHZ-PSL | BSPB-2690
Phoenix Biomedical Campus
Biosciences Partnership Building
8th Floor
E880 Equipment Corridor
Arizona | Exhaust Valve EV-E8611 | Exhaust Valve | EV | Phoenix Controls | TEVB112M-ALDHZ-PSL | BSPB-2698
Phoenix Biomedical Campus
Biosciences Partnership Building
8th Floor
E880 Equipment Corridor
Arizona | Exhaust Valve EV-E8612 | Exhaust Valve | EV | Phoenix Controls | TEVB108M-ALNHZ-PSL | BSPB-2699
Phoenix Biomedical Campus
Biosciences Partnership Building
8th Floor
E880 Equipment Corridor
Arizona | Exhaust Valve EV-CLDRM | Exhaust Valve | EV | Phoenix Controls | TEVA110M-ALNHZ-PSL | BSPB-2703
Phoenix Biomedical Campus
Biosciences Partnership Building
8th Floor
E880 Equipment Corridor
Arizona | Exhaust Valve EV-E8511 | Exhaust Valve | EV | Phoenix Controls | TEVB112M-LLNHZ-PSL | BSPB-2704
Phoenix Biomedical Campus
Biosciences Partnership Building
8th Floor
E880 Equipment Corridor
Arizona | Exhaust Valve EV-E8521 | Exhaust Valve | EV | Phoenix Controls | TEVB112M-LLNHZ-PSL | BSPB-2709
Phoenix Biomedical Campus
Biosciences Partnership Building
8th Floor
E880 Equipment Corridor
Arizona | Exhaust Valve EV-E8512 | Exhaust Valve | EV | Phoenix Controls | TEVB210M-LLDHZ-PSL | BSPB-2715
Phoenix Biomedical Campus
Biosciences Partnership Building
8th Floor
E880 Equipment Corridor
Arizona | Exhaust Valve EV-E5822 | Exhaust Valve | EV | Phoenix Controls | TEVB108M-ALNHZ-PSL | BSPB-2591
Phoenix Biomedical Campus
Biosciences Partnership Building
5th Floor
E5XX Equipment Corridor
Arizona | Exhaust Valve EV-E5821 | Exhaust Valve | EV | Phoenix Controls | TEVB112M-ALDHZ-PSL | BSPB-2592
Phoenix Biomedical Campus
Biosciences Partnership Building
5th Floor
E5XX Equipment Corridor
Arizona | Exhaust Valve EV-E585 | Exhaust Valve | EV | Phoenix Controls | TEVA108M-ALMHZ-PSL | BSPB-2583
Phoenix Biomedical Campus
Biosciences Partnership Building
5th Floor
E5XX Equipment Corridor
Arizona | Exhaust Valve EV-E586 | Exhaust Valve | EV | Phoenix Controls | TEVA112M-ALMHZ-PSL | BSPB-2584
Phoenix Biomedical Campus
Biosciences Partnership Building
5th Floor
E5XX Equipment Corridor
Arizona | Exhaust Valve EV-E594 | Exhaust Valve | EV | Phoenix Controls | TEVA108M-ALMHZ-PSL | BSPB-2585
Phoenix Biomedical Campus
Biosciences Partnership Building
5th Floor
E5XX Equipment Corridor
Arizona | Exhaust Valve EV-E595 | Exhaust Valve | EV | Phoenix Controls | TEVA112M-ALMHZ-PSL | BSPB-2586
Phoenix Biomedical Campus
Biosciences Partnership Building
5th Floor
E5XX Equipment Corridor
Arizona | Exhaust Valve EV-E5811 | Exhaust Valve | EV | Phoenix Controls | TEVB108M-ALDHZ-PSL | BSPB-2600
Phoenix Biomedical Campus
Biosciences Partnership Building
5th Floor
E5XX Equipment Corridor
Arizona | Exhaust Valve EV-E575 | Exhaust Valve | EV | Phoenix Controls | TEVA108M-ALMHZ-PSL | BSPB-2601
Phoenix Biomedical Campus
Biosciences Partnership Building
5th Floor
E5XX Equipment Corridor
Arizona | Exhaust Valve EV-E5812 | Exhaust Valve | EV | Phoenix Controls | TEVB112M-ALDHZ-PSL | BSPB-2597
Phoenix Biomedical Campus
Biosciences Partnership Building
5th Floor
E5XX Equipment Corridor
Arizona | Exhaust Valve EV-E5714 | Exhaust Valve | EV | Phoenix Controls | TEVB108M-ALNHZ-PSL | BSPB-2606
Phoenix Biomedical Campus
Biosciences Partnership Building
5th Floor
E5XX Equipment Corridor
Arizona | Exhaust Valve EV-E5713 | Exhaust Valve | EV | Phoenix Controls | TEVB112M-ALDHZ-PSL | BSPB-2607
Phoenix Biomedical Campus
Biosciences Partnership Building
5th Floor
E5XX Equipment Corridor
Arizona | Exhaust Valve EV-E592 | Exhaust Valve | EV | Phoenix Controls | TEVB108M-ALNHZ-PSL | BSPB-2658
Phoenix Biomedical Campus
Biosciences Partnership Building
5th Floor
E5XX Equipment Corridor
Arizona | Exhaust Valve EV-E593 | Exhaust Valve | EV | Phoenix Controls | TEVB110M-LLNHZ-PSL | BSPB-2655
Phoenix Biomedical Campus
Biosciences Partnership Building
5th Floor
E593 H3 Chemical Storage Room
Arizona | Exhaust Valve EV-E5301 | Exhaust Valve | EV | Phoenix Controls | TEVB214M-ALDHZ-PSL | BSPB-2643
Phoenix Biomedical Campus
Biosciences Partnership Building
5th Floor
E5XX Equipment Corridor
Arizona | Exhaust Valve EV-E5521 | Exhaust Valve | EV | Phoenix Controls | TEVB210M-LLDHZ-PSL | BSPB-2649
Phoenix Biomedical Campus
Biosciences Partnership Building
5th Floor
E552 Data Analysis
Arizona | Exhaust Valve EV-E591 | Exhaust Valve | EV | Phoenix Controls | TEVB108M-ALNHZ-PSL | BSPB-2661
Phoenix Biomedical Campus
Biosciences Partnership Building
5th Floor
E5XX Equipment Corridor
Arizona | Exhaust Valve EV-E894 | Exhaust Valve | EV | Phoenix Controls | TEVA108M-ALNHZ-PSL | BSPB-2668
Phoenix Biomedical Campus
Biosciences Partnership Building
8th Floor
E880 Equipment Corridor
Arizona | Exhaust Valve EV-E986 | Exhaust Valve | EV | Phoenix Controls | TEVA112M-ALNHZ-PSL | BSPB-2669
Phoenix Biomedical Campus
Biosciences Partnership Building
8th Floor
E880 Equipment Corridor
Arizona | Exhaust Valve EV-E8822 | Exhaust Valve | EV | Phoenix Controls | TEVB108M-ALNHZ-PSL | BSPB-2672
Phoenix Biomedical Campus
Biosciences Partnership Building
8th Floor
E880 Equipment Corridor
Arizona | Exhaust Valve EV-E8821 | Exhaust Valve | EV | Phoenix Controls | TEVB112M-ALDHZ-PSL | BSPB-2673
Phoenix Biomedical Campus
Biosciences Partnership Building
8th Floor
E880 Equipment Corridor
Arizona | Exhaust Valve EV-E881 | Exhaust Valve | EV | Phoenix Controls | TEVB112M-ALNHZ-PSL | BSPB-2678
Phoenix Biomedical Campus
Biosciences Partnership Building
8th Floor
E880 Equipment Corridor
Arizona | Exhaust Valve EV-E992 | Exhaust Valve | EV | Phoenix Controls | TEVB108M-ALNHZ-PSL | BSPB-2679
Phoenix Biomedical Campus
Biosciences Partnership Building
8th Floor
E880 Equipment Corridor
Arizona | Exhaust Valve EV-E981 | Exhaust Valve | EV | Phoenix Controls | TEVB112M-ALNHZ-PSL | BSPB-2682
Phoenix Biomedical Campus
Biosciences Partnership Building
8th Floor
E880 Equipment Corridor
Arizona | Exhaust Valve EV-E5712 | Exhaust Valve | EV | Phoenix Controls | TEVB112M-ALDHZ-PSL | BSPB-2612
Phoenix Biomedical Campus
Biosciences Partnership Building
5th Floor
E5XX Equipment Corridor
Arizona | Exhaust Valve EV-E5711 | Exhaust Valve | EV | Phoenix Controls | TEVB108M-ALNHZ-PSL | BSPB-2613
Phoenix Biomedical Campus
Biosciences Partnership Building
5th Floor
E5XX Equipment Corridor
Arizona | Exhaust Valve EV-E565 | Exhaust Valve | EV | Phoenix Controls | TEVA108M-ALNHZ-PSL | BSPB-2614
Phoenix Biomedical Campus
Biosciences Partnership Building
5th Floor
E5XX Equipment Corridor
Arizona | Exhaust Valve EV-E5622 | Exhaust Valve | EV | Phoenix Controls | TEVB108M-ALNHZ-PSL | BSPB-2618
Phoenix Biomedical Campus
Biosciences Partnership Building
5th Floor
E5XX Equipment Corridor
Arizona | Exhaust Valve EV-E5621 | Exhaust Valve | EV | Phoenix Controls | TEVB112M-ALDHZ-PSL | BSPB-2619
Phoenix Biomedical Campus
Biosciences Partnership Building
5th Floor
E5XX Equipment Corridor
Arizona | Exhaust Valve EV-E5621 | Exhaust Valve | EV | Phoenix Controls | TEVB112M-ALDHZ-PSL | BSPB-2624
Phoenix Biomedical Campus
Biosciences Partnership Building
5th Floor
E5XX Equipment Corridor
Arizona | Exhaust Valve EV-E5611 | Exhaust Valve | EV | Phoenix Controls | TEVB108M-ALNHZ-PSL | BSPB-2625
Phoenix Biomedical Campus
Biosciences Partnership Building
5th Floor
E5XX Equipment Corridor
Arizona | Exhaust Valve EV-E5522 | Exhaust Valve | EV | Phoenix Controls | TEVB112M-LLNHZ-PSL | BSPB-2632
Phoenix Biomedical Campus
Biosciences Partnership Building
5th Floor
E5XX Equipment Corridor
Arizona | Exhaust Valve EV-E5512 | Exhaust Valve | EV | Phoenix Controls | TEVB112M-LLNHZ-PSL | BSPB-2637
Phoenix Biomedical Campus
Biosciences Partnership Building
5th Floor
E5XX Equipment Corridor
Arizona | Exhaust Valve EV-CLDRM | Exhaust Valve | EV | Phoenix Controls | TEVA110M-ALNHZ-PSL | BSPB-2638
Phoenix Biomedical Campus
Biosciences Partnership Building
5th Floor
E5XX Equipment Corridor
Arizona | Exhaust Valve EV-E555 | Exhaust Valve | EV | Phoenix Controls | TEVA108M-ALNHZ-PSL | BSPB-2629
Phoenix Biomedical Campus
Biosciences Partnership Building
5th Floor
E5XX Equipment Corridor
Arizona | Exhaust Valve EV-E5511 | Exhaust Valve | EV | Phoenix Controls | TEVB210M-LLDHZ-PSL | BSPB-2644
Phoenix Biomedical Campus
Biosciences Partnership Building
5th Floor
E5XX Equipment Corridor
Arizona | Exhaust Valve E755 | Exhaust Valve | EV | Phoenix Controls | Not Accessible | BSPB-2242
Phoenix Biomedical Campus
Biosciences Partnership Building
7th Floor
E750 Equipment Corridor
Arizona | Exhaust Valve CLDRM | Exhaust Valve | EV | Phoenix Controls | Not Accessible | BSPB-2249
Phoenix Biomedical Campus
Biosciences Partnership Building
7th Floor
E750 Equipment Corridor
Arizona | Exhaust Valve EV-E696 | Exhaust Valve | EV | Phoenix Controls | TEVB108M-ALNHX-PSL | BSPB-2266
Phoenix Biomedical Campus
Biosciences Partnership Building
6th Floor
E680 Equipment Corridor
Arizona | Exhaust Valve EV-E694 | Exhaust Valve | EV | Phoenix Controls | TEVA108M-ALNHZ-PSL | BSPB-2267
Phoenix Biomedical Campus
Biosciences Partnership Building
6th Floor
E680 Equipment Corridor
Arizona | Exhaust Valve EV-E6822 | Exhaust Valve | EV | Phoenix Controls | TEVB108M-ALNHX-PSL | BSPB-2273
Phoenix Biomedical Campus
Biosciences Partnership Building
6th Floor
E680 Equipment Corridor
Arizona | Exhaust Valve EV-E6821 | Exhaust Valve | EV | Phoenix Controls | TEVB112M-ALNHX-PSL | BSPB-2274
Phoenix Biomedical Campus
Biosciences Partnership Building
6th Floor
E680 Equipment Corridor
Arizona | Exhaust Valve EV-E681 | Exhaust Valve | EV | Phoenix Controls | TEVB112M-ALNHX-PSL | BSPB-2279
Phoenix Biomedical Campus
Biosciences Partnership Building
6th Floor
E670 Equipment Corridor
Arizona | Exhaust Valve EV-E675 | Exhaust Valve | EV | Phoenix Controls | TEVB108M-ALNHX-PSL | BSPB-2280
Phoenix Biomedical Campus
Biosciences Partnership Building
6th Floor
E670 Equipment Corridor
Arizona | Exhaust Valve EV-E6712 | Exhaust Valve | EV | Phoenix Controls | TEVB112M-ALNHX-PSL | BSPB-2283
Phoenix Biomedical Campus
Biosciences Partnership Building
6th Floor
E660 Equipment Corridor
Arizona | Exhaust Valve EV-E6711 | Exhaust Valve | EV | Phoenix Controls | TEVB112M-ALNHX-PSL | BSPB-2288
Phoenix Biomedical Campus
Biosciences Partnership Building
6th Floor
E660 Equipment Corridor
Arizona | Exhaust Valve EV-E665 | Exhaust Valve | EV | Phoenix Controls | TEVB210M-ALNHX-PSL | BSPB-2289
Phoenix Biomedical Campus
Biosciences Partnership Building
6th Floor
E640 Equipment Corridor
Arizona | Exhaust Valve EV-E651 | Exhaust Valve | EV | Phoenix Controls | TEVB108M-ALNHX-PSL | BSPB-2291
Phoenix Biomedical Campus
Biosciences Partnership Building
6th Floor
E640 Equipment Corridor
Arizona | Exhaust Valve E7302 | Exhaust Valve | EV | Phoenix Controls | Not Accessible | BSPB-2144
Phoenix Biomedical Campus
Biosciences Partnership Building
7th Floor
E730 Open Lab Benches
Arizona | Exhaust Valve E7301 | Exhaust Valve | EV | Phoenix Controls | Not Accessible | BSPB-2145
Phoenix Biomedical Campus
Biosciences Partnership Building
7th Floor
E730 Open Lab Benches
Arizona | Exhaust Valve E791 | Exhaust Valve | EV | Phoenix Controls | Not Accessible | BSPB-2181
Phoenix Biomedical Campus
Biosciences Partnership Building
7th Floor
E700E Circulation Corridor
Arizona | Exhaust Valve E794 | Exhaust Valve | EV | Phoenix Controls | Not Accessible | BSPB-2184
Phoenix Biomedical Campus
Biosciences Partnership Building
7th Floor
E700E Circulation Corridor
Arizona | Exhaust Valve E795 | Exhaust Valve | EV | Phoenix Controls | Not Accessible | BSPB-2209
Phoenix Biomedical Campus
Biosciences Partnership Building
7th Floor
E750 Equipment Corridor
Arizona | Exhaust Valve E794 | Exhaust Valve | EV | Phoenix Controls | Not Accessible | BSPB-2210
Phoenix Biomedical Campus
Biosciences Partnership Building
7th Floor
E750 Equipment Corridor
Arizona | Exhaust Valve E786 | Exhaust Valve | EV | Phoenix Controls | Not Accessible | BSPB-2211
Phoenix Biomedical Campus
Biosciences Partnership Building
7th Floor
E750 Equipment Corridor
Arizona | Exhaust Valve E785 | Exhaust Valve | EV | Phoenix Controls | Not Accessible | BSPB-2212
Phoenix Biomedical Campus
Biosciences Partnership Building
7th Floor
E750 Equipment Corridor
Arizona | Exhaust Valve E7822 | Exhaust Valve | EV | Phoenix Controls | Not Accessible | BSPB-2213
Phoenix Biomedical Campus
Biosciences Partnership Building
7th Floor
E750 Equipment Corridor
Arizona | Exhaust Valve E7821 | Exhaust Valve | EV | Phoenix Controls | Not Accessible | BSPB-2214
Phoenix Biomedical Campus
Biosciences Partnership Building
7th Floor
E750 Equipment Corridor
Arizona | Exhaust Valve E781 | Exhaust Valve | EV | Phoenix Controls | Not Accessible | BSPB-2219
Phoenix Biomedical Campus
Biosciences Partnership Building
7th Floor
E750 Equipment Corridor
Arizona | Exhaust Valve E775 | Exhaust Valve | EV | Phoenix Controls | Not Accessible | BSPB-2220
Phoenix Biomedical Campus
Biosciences Partnership Building
7th Floor
E750 Equipment Corridor
Arizona | Exhaust Valve E7712 | Exhaust Valve | EV | Phoenix Controls | Not Accessible | BSPB-2223
Phoenix Biomedical Campus
Biosciences Partnership Building
7th Floor
E750 Equipment Corridor
Arizona | Exhaust Valve E7711 | Exhaust Valve | EV | Phoenix Controls | Not Accessible | BSPB-2228
Phoenix Biomedical Campus
Biosciences Partnership Building
7th Floor
E750 Equipment Corridor
Arizona | Exhaust Valve E765 | Exhaust Valve | EV | Phoenix Controls | Not Accessible | BSPB-2229
Phoenix Biomedical Campus
Biosciences Partnership Building
7th Floor
E750 Equipment Corridor
Arizona | Exhaust Valve E7632 | Exhaust Valve | EV | Phoenix Controls | Not Accessible | BSPB-2232
Phoenix Biomedical Campus
Biosciences Partnership Building
7th Floor
E750 Equipment Corridor
Arizona | Exhaust Valve E7631 | Exhaust Valve | EV | Phoenix Controls | Not Accessible | BSPB-2233
Phoenix Biomedical Campus
Biosciences Partnership Building
7th Floor
E750 Equipment Corridor
Arizona | Exhaust Valve E7622 | Exhaust Valve | EV | Phoenix Controls | Not Accessible | BSPB-2238
Phoenix Biomedical Campus
Biosciences Partnership Building
7th Floor
E750 Equipment Corridor
Arizona | Exhaust Valve E7621 | Exhaust Valve | EV | Phoenix Controls | Not Accessible | BSPB-2239
Phoenix Biomedical Campus
Biosciences Partnership Building
7th Floor
E750 Equipment Corridor
Arizona | Exhaust Valve E7522 | Exhaust Valve | EV | Phoenix Controls | Not Accessible | BSPB-2240
Phoenix Biomedical Campus
Biosciences Partnership Building
7th Floor
E750 Equipment Corridor
Arizona | Exhaust Valve EV-E693 | Exhaust Valve | EV | Phoenix Controls | TEVB108M-ALNHX-PSL | BSPB-2358
Phoenix Biomedical Campus
Biosciences Partnership Building
6th Floor
E693 H3 Chemical Storage Room
Arizona | Exhaust Valve EV-E691 | Exhaust Valve | EV | Phoenix Controls | TEVB108M-ALNHX-PSL | BSPB-2352
Phoenix Biomedical Campus
Biosciences Partnership Building
6th Floor
E600E Circulation / Corridor
Arizona | Exhaust Valve EV-E692 | Exhaust Valve | EV | Phoenix Controls | TEVB108M-ALNHX-PSL | BSPB-2353
Phoenix Biomedical Campus
Biosciences Partnership Building
6th Floor
E600E Circulation / Corridor
Arizona | Exhaust Valve EV-E6301 | Exhaust Valve | EV | Phoenix Controls | TEBV210M-ALNHX-PSL | BSPB-2378
Phoenix Biomedical Campus
Biosciences Partnership Building
6th Floor
E641 Optics Lab
Arizona | Exhaust Valve EV-E6302 | Exhaust Valve | EV | Phoenix Controls | TEBV212M-ALNHX-PSL | BSPB-2379
Phoenix Biomedical Campus
Biosciences Partnership Building
6th Floor
E641 Optics Lab
Arizona | Exhaust Valve EV-03011 | Exhaust Valve | EV | Phoenix Controls | TSVA108M-LLBHZ-PSL | BSPB-2479
Phoenix Biomedical Campus
Biosciences Partnership Building
Basement
E001S Circulation Area
Arizona | Exhaust Valve E7511 | Exhaust Valve | EV | Phoenix Controls | Not Accessible | BSPB-2480
Phoenix Biomedical Campus
Biosciences Partnership Building
7th Floor
E750 Equipment Corridor
Arizona | Exhaust Valve E7521 | Exhaust Valve | EV | Phoenix Controls | Not Accessible | BSPB-2481
Phoenix Biomedical Campus
Biosciences Partnership Building
7th Floor
E750 Equipment Corridor
Arizona | Exhaust Valve EV-E124 | Exhaust Valve | EV | Price | SDV5-001 | BSPB-2851
Phoenix Biomedical Campus
Biosciences Partnership Building
1st Floor
E124 Restroom
Arizona | Exhaust Valve E744 | Exhaust Valve | EV | Phoenix Controls |  | BSPB-2248
Phoenix Biomedical Campus
Biosciences Partnership Building
7th Floor
E750 Equipment Corridor
Arizona | Exhaust Valve EV-E644 | Exhaust Valve | EV | Phoenix Controls | TEVB112M-ALNHX-PSL | BSPB-2302
Phoenix Biomedical Campus
Biosciences Partnership Building
6th Floor
E643 Energy Systems
Arizona | Exhaust Valve EV-E5302 | Exhaust Valve | EV | Phoenix Controls | TEVB214M-ALDHZ-PSL | BSPB-2647
Phoenix Biomedical Campus
Biosciences Partnership Building
5th Floor
E5XX Equipment Corridor
Arizona | Exhaust Vent EV E1094 | Exhaust Valve | EV |  | OSP-0290-10 | BSPB-3259
Phoenix Biomedical Campus
Biosciences Partnership Building
10th Floor
E1074 Room
Arizona | Exhaust Vent EV E1071 | Exhaust Valve | EV |  | OSP-0290-10 | BSPB-3261
Phoenix Biomedical Campus
Biosciences Partnership Building
10th Floor
E1071 Work Room
Arizona | Exhaust Vent EV-E1093 | Exhaust Valve | EV |  | OSP-0290-11 | BSPB-3262
Phoenix Biomedical Campus
Biosciences Partnership Building
10th Floor
E1071 Work Room
Arizona | Exhaust Valve - EV-3009 | Exhaust Valve | EV | Phoenix Controls | TEVB112M-ALNHZ-PSL | BSPB-3067
Phoenix Biomedical Campus
Biosciences Partnership Building
3rd Floor
E300S3 Equipment Corridor
Arizona | Exhaust Valve - EV-3010 | Exhaust Valve | EV | Phoenix Controls | TEVB112M-ALNHZ-PSL | BSPB-3072
Phoenix Biomedical Campus
Biosciences Partnership Building
3rd Floor
E300S3 Equipment Corridor
Arizona | Exhaust Valve - EV-3011 | Exhaust Valve | EV | Phoenix Controls | TEVB108M-ALDHZ-PSL | BSPB-3073
Phoenix Biomedical Campus
Biosciences Partnership Building
3rd Floor
E300S3 Equipment Corridor
Arizona | Exhaust Valve - EV-3015 | Exhaust Valve | EV | Phoenix Controls | TEVB112M-ALNHZ-PSL | BSPB-3083
Phoenix Biomedical Campus
Biosciences Partnership Building
3rd Floor
E300S3 Equipment Corridor
Arizona | Exhaust Valve - EV-3016 | Exhaust Valve | EV | Phoenix Controls | PEVB108M-ALDHZ-PSL | BSPB-3084
Phoenix Biomedical Campus
Biosciences Partnership Building
3rd Floor
E300S3 Equipment Corridor
Arizona | Exhaust Valve - EV-3014 | Exhaust Valve | EV | Phoenix Controls | TEVB112M-ALNHZ-PSL | BSPB-3078
Phoenix Biomedical Campus
Biosciences Partnership Building
3rd Floor
E300S3 Equipment Corridor
Arizona | Exhaust Valve - EV-3012 | Exhaust Valve | EV | Phoenix Controls | TEVB110M-ALNHZ-PSL | BSPB-3076
Phoenix Biomedical Campus
Biosciences Partnership Building
3rd Floor
E300S3 Equipment Corridor
Arizona | Exhaust Valve - EV-3013 | Exhaust Valve | EV | Phoenix Controls | TEVB108M-ALDHZ-PSL | BSPB-3077
Phoenix Biomedical Campus
Biosciences Partnership Building
3rd Floor
E300S3 Equipment Corridor
Arizona | Exhaust Valve - EV-3018 | Exhaust Valve | EV | Phoenix Controls | TEVB110M-LLDHZ-PSL | BSPB-3088
Phoenix Biomedical Campus
Biosciences Partnership Building
3rd Floor
E300S3 Equipment Corridor
Arizona | Exhaust Valve - EV-3017 | Exhaust Valve | EV | Phoenix Controls | TEVB110M-ALNHZ-PSL | BSPB-3087
Phoenix Biomedical Campus
Biosciences Partnership Building
3rd Floor
E300S3 Equipment Corridor
Arizona | Exhaust Valve - EV-3019 | Exhaust Valve | EV |  |  | BSPB-3093
Phoenix Biomedical Campus
Biosciences Partnership Building
3rd Floor
E300S3 Equipment Corridor
Arizona | Exhaust Valve - EV-3026 | Exhaust Valve | EV |  |  | BSPB-3102
Phoenix Biomedical Campus
Biosciences Partnership Building
3rd Floor
E300S3 Equipment Corridor
Arizona | Exhaust Valve - EV-3024 | Exhaust Valve | EV |  |  | BSPB-3103
Phoenix Biomedical Campus
Biosciences Partnership Building
3rd Floor
E300S3 Equipment Corridor
E354A Lab Support
Arizona | Exhaust Valve - EV-3025 | Exhaust Valve | EV |  |  | BSPB-3099
Phoenix Biomedical Campus
Biosciences Partnership Building
3rd Floor
E300S3 Equipment Corridor
E354A Lab Support
Arizona | Exhaust Valve - EV-3020 | Exhaust Valve | EV |  |  | BSPB-3096
Phoenix Biomedical Campus
Biosciences Partnership Building
3rd Floor
E300E Circulation / Corridor
E362 -150 Freezers
Arizona | Exhaust Valve - EV-3097 | Exhaust Valve | EV |  |  | BSPB-3097
Phoenix Biomedical Campus
Biosciences Partnership Building
3rd Floor
E300E Circulation / Corridor
E362 -150 Freezers
Arizona | Exhaust Valve - EV-3022 | Exhaust Valve | EV |  |  | BSPB-3098
Phoenix Biomedical Campus
Biosciences Partnership Building
3rd Floor
E300E Circulation / Corridor
E362 -150 Freezers
Arizona | Exhaust Valve - EV-3005 | Exhaust Valve | EV | Phoenix Controls | TEVB114M-ALDHZ-PSL | BSPB-3055
Phoenix Biomedical Campus
Biosciences Partnership Building
3rd Floor
E300S2 Equipment Corridor
Arizona | Exhaust Valve - EV-3006 | Exhaust Valve | EV | Phoenix Controls | TEVB112M-ALNHZ-PSL | BSPB-3058
Phoenix Biomedical Campus
Biosciences Partnership Building
3rd Floor
E300S2 Equipment Corridor
Arizona | Exhaust Valve - EV-3023 | Exhaust Valve | EV | Phoenix Controls | TEVB108M-ALMHZ-PSL | BSPB-3054
Phoenix Biomedical Campus
Biosciences Partnership Building
3rd Floor
E300S2 Equipment Corridor
Arizona | Exhaust Valve - EV-3007 | Exhaust Valve | EV | Phoenix Controls | TEVB110M-ALNHZ-PSL | BSPB-3065
Phoenix Biomedical Campus
Biosciences Partnership Building
3rd Floor
E300S2 Equipment Corridor
Arizona | Exhaust Valve - EV-3008 | Exhaust Valve | EV | Phoenix Controls | TEVB108M-ALDHZ-PSL | BSPB-3066
Phoenix Biomedical Campus
Biosciences Partnership Building
3rd Floor
E300S2 Equipment Corridor
Arizona | Exhaust Valve - EV-3004 | Exhaust Valve | EV | Phoenix Controls | TEVB114M-ALDHZ-PSL | BSPB-3050
Phoenix Biomedical Campus
Biosciences Partnership Building
3rd Floor
E300S2 Equipment Corridor
Arizona | Exhaust Valve - EV-3051 | Exhaust Valve | EV |  |  | BSPB-3051
Phoenix Biomedical Campus
Biosciences Partnership Building
3rd Floor
E300S2 Equipment Corridor
Arizona | Exhaust Valve - EV- 4007 | Exhaust Valve | EV |  |  | BSPB-4412
Phoenix Biomedical Campus
Biosciences Partnership Building
4th Floor
E400S2 Equipment Corridor
Arizona | Exhaust Valve - EV-4004 | Exhaust Valve | EV |  |  | BSPB-4432
Phoenix Biomedical Campus
Biosciences Partnership Building
4th Floor
E400S1 Equipment Corridor
E435 Core Lab
Arizona | Exhaust Valve - EV-4005 | Exhaust Valve | EV |  |  | BSPB-4421
Phoenix Biomedical Campus
Biosciences Partnership Building
4th Floor
E400S2 Equipment Corridor
Arizona | Exhaust Valve - EV-4006 | Exhaust Valve | EV |  |  | BSPB-4416
Phoenix Biomedical Campus
Biosciences Partnership Building
4th Floor
E400S2 Equipment Corridor
Arizona | Exhaust Valve - EV-4003 | Exhaust Valve | EV |  |  | BSPB-4423
Phoenix Biomedical Campus
Biosciences Partnership Building
4th Floor
E400S2 Equipment Corridor
Arizona | Exhaust Valve - EV-4001 | Exhaust Valve | EV |  |  | BSPB-4355
Phoenix Biomedical Campus
Biosciences Partnership Building
4th Floor
E430 Open Lab
Arizona | Exhaust Valve - EV-4023 | Exhaust Valve | EV |  |  | BSPB-4424
Phoenix Biomedical Campus
Biosciences Partnership Building
4th Floor
E400S1 Equipment Corridor
E442 Dry Support
Arizona | Exhaust Valve - EV-4028 | Exhaust Valve | EV |  |  | BSPB-4337
Phoenix Biomedical Campus
Biosciences Partnership Building
4th Floor
E400E Circulation Corridor
E471 Irradiator Room
Arizona | Exhaust Valve - EV-4008 | Exhaust Valve | EV |  |  | BSPB-4410
Phoenix Biomedical Campus
Biosciences Partnership Building
4th Floor
E400S3 Equipment Corridor
Arizona | Exhaust Valve - EV-4009 | Exhaust Valve | EV |  |  | BSPB-4409
Phoenix Biomedical Campus
Biosciences Partnership Building
4th Floor
E400S3 Equipment Corridor
Arizona | Exhaust Valve - EV-4011 | Exhaust Valve | EV |  |  | BSPB-4402
Phoenix Biomedical Campus
Biosciences Partnership Building
4th Floor
E400S3 Equipment Corridor
Arizona | Exhaust Valve - EV-4010 | Exhaust Valve | EV |  |  | BSPB-4403
Phoenix Biomedical Campus
Biosciences Partnership Building
4th Floor
E400S3 Equipment Corridor
Arizona | Exhaust Valve - EV-4013 | Exhaust Valve | EV |  |  | BSPB-4397
Phoenix Biomedical Campus
Biosciences Partnership Building
4th Floor
E400S3 Equipment Corridor
Arizona | Exhaust Valve - EV-4012 | Exhaust Valve | EV |  |  | BSPB-4399
Phoenix Biomedical Campus
Biosciences Partnership Building
4th Floor
E400S3 Equipment Corridor
Arizona | Exhaust Valve - EV-4016 | Exhaust Valve | EV |  |  | BSPB-4389
Phoenix Biomedical Campus
Biosciences Partnership Building
4th Floor
E400S3 Equipment Corridor
Arizona | Exhaust Valve - EV-4015 | Exhaust Valve | EV |  |  | BSPB-4390
Phoenix Biomedical Campus
Biosciences Partnership Building
4th Floor
E400S3 Equipment Corridor
Arizona | Exhaust Valve - EV-4017 | Exhaust Valve | EV |  |  | BSPB-4385
Phoenix Biomedical Campus
Biosciences Partnership Building
4th Floor
E400S3 Equipment Corridor
E454 Alcove
Arizona | Exhaust Valve - EV-4018 | Exhaust Valve | EV |  |  | BSPB-4383
Phoenix Biomedical Campus
Biosciences Partnership Building
4th Floor
E400S3 Equipment Corridor
Arizona | Exhaust Valve - EV-4014 | Exhaust Valve | EV |  |  | BSPB-4396
Phoenix Biomedical Campus
Biosciences Partnership Building
4th Floor
E400S3 Equipment Corridor
Arizona | Exhaust Valve - EV-4024 | Exhaust Valve | EV |  |  | BSPB-4386
Phoenix Biomedical Campus
Biosciences Partnership Building
4th Floor
E400S3 Equipment Corridor
E454A Dry Support
Arizona | Exhaust Valve - EV-4025 | Exhaust Valve | EV |  |  | BSPB-4373
Phoenix Biomedical Campus
Biosciences Partnership Building
4th Floor
E400S3 Equipment Corridor
E461 Dry Support
Arizona | Exhaust Valve - EV-4019 | Exhaust Valve | EV |  |  | BSPB-4378
Phoenix Biomedical Campus
Biosciences Partnership Building
4th Floor
E400S3 Equipment Corridor
E458 Lab Support
Arizona | Exhaust Valve - EV-4026 | Exhaust Valve | EV |  |  | BSPB-4377
Phoenix Biomedical Campus
Biosciences Partnership Building
4th Floor
E400S3 Equipment Corridor
E458 Lab Support
Arizona | Exhaust Valve - EV-4020 | Exhaust Valve | EV |  |  | BSPB-4368
Phoenix Biomedical Campus
Biosciences Partnership Building
4th Floor
E400S3 Equipment Corridor
E461 Dry Support
Arizona | Exhaust Valve - EV-4021 | Exhaust Valve | EV |  |  | BSPB-4369
Phoenix Biomedical Campus
Biosciences Partnership Building
4th Floor
E400S3 Equipment Corridor
E461 Dry Support
Arizona | Exhaust Valve - EV-4022 | Exhaust Valve | EV |  |  | BSPB-4370
Phoenix Biomedical Campus
Biosciences Partnership Building
4th Floor
E400S3 Equipment Corridor
E461 Dry Support
Arizona | Exhaust Valve EV-E8302 | Exhaust Valve | EV | Phoenix Controls | TEVB212M-ALDHZ-PSL | BSPB-2862
Phoenix Biomedical Campus
Biosciences Partnership Building
8th Floor
E831 Telco / IDF
Arizona | Exhaust Valve EV-E8301 | Exhaust Valve | EV | Phoenix Controls | TEVB214M-ALDHZ-PSL | BSPB-2863
Phoenix Biomedical Campus
Biosciences Partnership Building
8th Floor
E880 Equipment Corridor
Arizona | Exhaust Valve EV-E137A | Exhaust Valve | EV | Price | SDV5-001 | BSPB-2850
Phoenix Biomedical Campus
Biosciences Partnership Building
1st Floor
E136 General Storage and Receiving
Arizona | Exhaust Valve EV-E134C | Exhaust Valve | EV | Phoenix Controls | TSVA114M-ALDHZ-PSL | BSPB-2847
Phoenix Biomedical Campus
Biosciences Partnership Building
1st Floor
E133B Chemical and Consumables Storage
Arizona | Exhaust Valve EV-E886 | Exhaust Valve | EV | Phoenix Controls | TEVA112M-ALNHZ-PSL | BSPB-2667
Phoenix Biomedical Campus
Biosciences Partnership Building
8th Floor
E880 Equipment Corridor
Arizona | Exhaust Valve EV-E844 | Exhaust Valve | EV | Phoenix Controls | Not Accessible | BSPB-2866
Phoenix Biomedical Campus
Biosciences Partnership Building
8th Floor
E880 Equipment Corridor
Arizona | Exhaust Valve EV-E843 | Exhaust Valve | EV | Phoenix Controls | Not Accessible | BSPB-2867
Phoenix Biomedical Campus
Biosciences Partnership Building
8th Floor
E880 Equipment Corridor
Arizona | Exhaust Valve EV-0303 | Exhaust Valve | EV | Phoenix Controls | TSVA108M-LLBHZ-PSL | BSPB-2083
Phoenix Biomedical Campus
Biosciences Partnership Building
Basement
E001S Circulation Area
Arizona | Exhaust Valve EV-0315 | Exhaust Valve | EV | Phoenix Controls | TSVA108M-LLBHZ-PSL | BSPB-2084
Phoenix Biomedical Campus
Biosciences Partnership Building
Basement
E001S Circulation Area
Arizona | Exhaust Valve EV-0301 | Exhaust Valve | EV | Phoenix Controls | TSVA108M-LLBHZ-PSL | BSPB-2085
Phoenix Biomedical Campus
Biosciences Partnership Building
Basement
E001S Circulation Area
Arizona | Exhaust Valve EV-0302 | Exhaust Valve | EV | Phoenix Controls | TSVA108M-LLBHZ-PSL | BSPB-2086
Phoenix Biomedical Campus
Biosciences Partnership Building
Basement
E001S Circulation Area
Arizona | Exhaust Valve EV-0313 | Exhaust Valve | EV | Phoenix Controls | TSVA108M-LLBHZ-PSL | BSPB-2087
Phoenix Biomedical Campus
Biosciences Partnership Building
Basement
E001S Circulation Area
Arizona | Exhaust Valve EV-0312 | Exhaust Valve | EV | Phoenix Controls | TSVA108M-LLBHZ-PSL | BSPB-2088
Phoenix Biomedical Campus
Biosciences Partnership Building
Basement
E001S Circulation Area
Arizona | Exhaust Valve EV-0314 | Exhaust Valve | EV | Phoenix Controls | TSVA108M-LLBHZ-PSL | BSPB-2089
Phoenix Biomedical Campus
Biosciences Partnership Building
Basement
E001S Circulation Area
Arizona | Exhaust Valve EV-030 | Exhaust Valve | EV | Phoenix Controls | TSVA108M-LLBHZ-PSL | BSPB-2090
Phoenix Biomedical Campus
Biosciences Partnership Building
Basement
E001S Circulation Area
Arizona | Exhaust Valve EV-033 | Exhaust Valve | EV | Phoenix Controls | TEVB110M-LLNHZ-PSL | BSPB-2055
Phoenix Biomedical Campus
Biosciences Partnership Building
Basement
E010 Shell - South
Arizona | Exhaust Valve EV-034 | Exhaust Valve | EV | Phoenix Controls | TEVB110M-LLNHZ-PSL | BSPB-2056
Phoenix Biomedical Campus
Biosciences Partnership Building
Basement
E010 Shell - South
Arizona | Exhaust Valve EV-035 | Exhaust Valve | EV | Phoenix Controls | TEVB110M-LLNHZ-PSL | BSPB-2057
Phoenix Biomedical Campus
Biosciences Partnership Building
Basement
E010 Shell - South
Arizona | Exhaust Valve EV-022 | Exhaust Valve | EV | Phoenix Controls | TEVB110M-LLNHZ-PSL | BSPB-2072
Phoenix Biomedical Campus
Biosciences Partnership Building
Basement
E001S Circulation Area
Arizona | Exhaust Valve EV-028 | Exhaust Valve | EV | Phoenix Controls | TEVB110M-LLNHZ-PSL | BSPB-2073
Phoenix Biomedical Campus
Biosciences Partnership Building
Basement
E001S Circulation Area
Arizona | Exhaust Valve EV-0241 | Exhaust Valve | EV | Phoenix Controls | TEVB110M-LLNHZ-PSL | BSPB-2074
Phoenix Biomedical Campus
Biosciences Partnership Building
Basement
E001S Circulation Area
Arizona | Exhaust Valve EV-0242 | Exhaust Valve | EV | Phoenix Controls | TEVB110M-LLNHZ-PSL | BSPB-2075
Phoenix Biomedical Campus
Biosciences Partnership Building
Basement
E001S Circulation Area
Arizona | Exhaust Valve EV-0262 | Exhaust Valve | EV | Phoenix Controls | TEVB110M-LLNHZ-PSL | BSPB-2076
Phoenix Biomedical Campus
Biosciences Partnership Building
Basement
E001S Circulation Area
Arizona | Exhaust Valve EV-0261 | Exhaust Valve | EV | Phoenix Controls | TEVB110M-LLNHZ-PSL | BSPB-2077
Phoenix Biomedical Campus
Biosciences Partnership Building
Basement
E001S Circulation Area
Arizona | Exhaust Terminal ET-E1301 | Exhaust Terminal | ET | Price | SDV5-003 | BSPB-2855
Phoenix Biomedical Campus
Biosciences Partnership Building
1st Floor
E126 Event Storage Room
Arizona | Exhaust Terminal ET-E1302 | Exhaust Terminal | ET |  | Not Accessible | BSPB-2849
Phoenix Biomedical Campus
Biosciences Partnership Building
1st Floor
E137 Shop Area - Overhead Door
Arizona | Exhaust Terminal ET-E137 | Exhaust Terminal | ET | Price | SDV5-002 | BSPB-2841
Phoenix Biomedical Campus
Biosciences Partnership Building
1st Floor
E137 Shop Area - Overhead Door
Arizona | Exhaust Terminal ET-E122 | Exhaust Terminal | ET | Price | SDV5-001 | BSPB-2842
Phoenix Biomedical Campus
Biosciences Partnership Building
1st Floor
E133 Lab General Storage
Arizona | Stair Pressurization SPF-2 | Exhaust Fan | EXHAUSTFAN | Cook | 300 CPS | BSPB-2776
Phoenix Biomedical Campus
Biosciences Partnership Building
Roof
Arizona | Lab Exhaust Fan EF-7 | Exhaust Fan | EXHAUSTFAN | Cook | 365 CAS S | BSPB-2760
Phoenix Biomedical Campus
Biosciences Partnership Building
Roof
Arizona | Lab Exhaust Fan EF-6 | Exhaust Fan | EXHAUSTFAN | Cook | 365 CAS S | BSPB-2761
Phoenix Biomedical Campus
Biosciences Partnership Building
Roof
Arizona | Lab Exhaust Fan EF-5 | Exhaust Fan | EXHAUSTFAN | Cook | 365 CAS S | BSPB-2762
Phoenix Biomedical Campus
Biosciences Partnership Building
Roof
Arizona | Lab Exhaust Fan EF-4 | Exhaust Fan | EXHAUSTFAN | Cook | 365 CAS S | BSPB-2763
Phoenix Biomedical Campus
Biosciences Partnership Building
Roof
Arizona | Lab Exhaust Fan EF-3 | Exhaust Fan | EXHAUSTFAN | Cook | 365 CAS S | BSPB-2764
Phoenix Biomedical Campus
Biosciences Partnership Building
Roof
Arizona | Lab Exhaust Fan EF-1 | Exhaust Fan | EXHAUSTFAN | Cook | 365 CAS S | BSPB-2766
Phoenix Biomedical Campus
Biosciences Partnership Building
Roof
Arizona | Biosafety Cabinet Fan EF-9 | Exhaust Fan | EXHAUSTFAN | Cook | 330 CPS S | BSPB-2767
Phoenix Biomedical Campus
Biosciences Partnership Building
Roof
Arizona | Biosafety Cabinet Fan EF-10 | Exhaust Fan | EXHAUSTFAN | Cook | 330 CPS S | BSPB-2768
Phoenix Biomedical Campus
Biosciences Partnership Building
Roof
Arizona | Hazardous Exhaust Fan EF-12 | Exhaust Fan | EXHAUSTFAN | Cook | 245 CPSA | BSPB-2769
Phoenix Biomedical Campus
Biosciences Partnership Building
Roof
Arizona | Hazardous Exhaust Fan EF-13 | Exhaust Fan | EXHAUSTFAN | Cook | 245 CPSA | BSPB-2770
Phoenix Biomedical Campus
Biosciences Partnership Building
Roof
Arizona | Stair Pressurization SPF-1 | Exhaust Fan | EXHAUSTFAN | Cook | 300 CPS | BSPB-2771
Phoenix Biomedical Campus
Biosciences Partnership Building
Roof
Arizona | Vivarium Exhaust Fan EF-14 | Exhaust Fan | EXHAUSTFAN | Cook | 300 CPSA | BSPB-2772
Phoenix Biomedical Campus
Biosciences Partnership Building
Roof
Arizona | Vivarium Exhaust Fan EF-15 | Exhaust Fan | EXHAUSTFAN | Cook | 300 CPSA | BSPB-2773
Phoenix Biomedical Campus
Biosciences Partnership Building
Roof
Arizona | Lab Exhaust Fan EF-2 | Exhaust Fan | EXHAUSTFAN | Cook | 365 CAS S | BSPB-2765
Phoenix Biomedical Campus
Biosciences Partnership Building
Roof
Arizona | Lab Exhaust Fan EF-8 | Exhaust Fan | EXHAUSTFAN | Cook | 365 CAS S | BSPB-2984
Phoenix Biomedical Campus
Biosciences Partnership Building
Roof
Arizona | Loading Dock Ramp | Equipment | EQUIPMENT |  |  | KFM-2565
Phoenix Biomedical Campus
Biosciences Partnership Building
1st Floor
E130 Loading Dock - Grade Level
Arizona | Loading Dock Lift | Equipment | EQUIPMENT |  | DMH-96120-12/40R0 | KFM-2570
Phoenix Biomedical Campus
Biosciences Partnership Building
1st Floor
E130 Loading Dock - Grade Level
Arizona | Emergency Eyewash and Shower | Emergency Eye Wash and Shower | EEWS |  | Not Accessible | BSPB-2058
Phoenix Biomedical Campus
Biosciences Partnership Building
Basement
E001S Circulation Area
Arizona | Elevator 5 | Elevator | ELEVATOR |  |  | BSPB-2985
Phoenix Biomedical Campus
Biosciences Partnership Building
Penthouse
E1193 Elevator Control Room
Arizona | Elevator 1 | Elevator | ELEVATOR |  |  | ELEVATOR-20
Phoenix Biomedical Campus
Biosciences Partnership Building
Penthouse
E1193 Elevator Control Room
Arizona | Elevator 2 | Elevator | ELEVATOR |  |  | ELEVATOR-21
Phoenix Biomedical Campus
Biosciences Partnership Building
Penthouse
E1193 Elevator Control Room
Arizona | Elevator 3 | Elevator | ELEVATOR |  |  | ELEVATOR-22
Phoenix Biomedical Campus
Biosciences Partnership Building
Penthouse
E1193 Elevator Control Room
Arizona | Elevator 4 | Elevator | ELEVATOR |  |  | ELEVATOR-23
Phoenix Biomedical Campus
Biosciences Partnership Building
Penthouse
E1193 Elevator Control Room
Arizona | Elevator 1 | Elevator | ELEVATOR |  |  | BSPB-2488
Phoenix Biomedical Campus
Biosciences Partnership Building
10th Floor
E1035 Elevator Control Room
Arizona | Elevator 2 | Elevator | ELEVATOR |  |  | BSPB-2489
Phoenix Biomedical Campus
Biosciences Partnership Building
10th Floor
E1035 Elevator Control Room
Arizona | Elevator 3 | Elevator | ELEVATOR |  |  | BSPB-2490
Phoenix Biomedical Campus
Biosciences Partnership Building
10th Floor
E1035 Elevator Control Room
Arizona | Elevator 4 | Elevator | ELEVATOR |  |  | BSPB-2491
Phoenix Biomedical Campus
Biosciences Partnership Building
10th Floor
E1035 Elevator Control Room
Arizona | Electrical Panel 10HEM1 | Electrical Panel | EPANEL | Siemens |  | BSPB-2483
Phoenix Biomedical Campus
Biosciences Partnership Building
10th Floor
E1002 Electrical Room
Arizona | Electrical Panel 10LEM1 | Electrical Panel | EPANEL | Siemens |  | BSPB-2484
Phoenix Biomedical Campus
Biosciences Partnership Building
10th Floor
E1002 Electrical Room
Arizona | Electrical Panel 10LRHDP1 | Electrical Panel | EPANEL | Siemens |  | BSPB-2485
Phoenix Biomedical Campus
Biosciences Partnership Building
10th Floor
E1002 Electrical Room
Arizona | Electrical Panel 10HLEM1 | Electrical Panel | EPANEL |  |  | BSPB-3307
Phoenix Biomedical Campus
Biosciences Partnership Building
10th Floor
E1002 Electrical Room
Arizona | Electrical Panel 10HN1 | Electrical Panel | EPANEL |  |  | BSPB-3306
Phoenix Biomedical Campus
Biosciences Partnership Building
10th Floor
E1002 Electrical Room
Arizona | Electrical Panel T-10NLDP1 | Electrical Panel | EPANEL |  |  | BSPB-3308
Phoenix Biomedical Campus
Biosciences Partnership Building
10th Floor
E1002 Electrical Room
Arizona | Electrical Panel 10HEM1 | Electrical Panel | EPANEL |  |  | BSPB-3309
Phoenix Biomedical Campus
Biosciences Partnership Building
10th Floor
E1002 Electrical Room
Arizona | Electrical Panel 10LEM1 | Electrical Panel | EPANEL |  |  | BSPB-3310
Phoenix Biomedical Campus
Biosciences Partnership Building
10th Floor
E1002 Electrical Room
Arizona | Electrical Panel 10LN1 | Electrical Panel | EPANEL |  |  | BSPB-3311
Phoenix Biomedical Campus
Biosciences Partnership Building
10th Floor
E1002 Electrical Room
Arizona | Electrical Panel 10NLDP1 | Electrical Panel | EPANEL |  | SENTON PAC3200 | BSPB-3312
Phoenix Biomedical Campus
Biosciences Partnership Building
10th Floor
E1002 Electrical Room
Arizona | Electrical Panel OSI RISER | Electrical Panel | EPANEL |  |  | BSPB-3313
Phoenix Biomedical Campus
Biosciences Partnership Building
10th Floor
E1002 Electrical Room
Arizona | Electrical Panel N1- RISER-1 | Electrical Panel | EPANEL |  |  | BSPB-3314
Phoenix Biomedical Campus
Biosciences Partnership Building
10th Floor
E1002 Electrical Room
Arizona | Electrical Panel N1-RISER-2 | Electrical Panel | EPANEL |  |  | BSPB-3315
Phoenix Biomedical Campus
Biosciences Partnership Building
10th Floor
E1002 Electrical Room
Arizona | Electrical Panel 10-LR-HDP1 | Electrical Panel | EPANEL |  | SENTON PAC3200 | BSPB-3316
Phoenix Biomedical Campus
Biosciences Partnership Building
10th Floor
E1002 Electrical Room
Arizona | Electrical Panel 1LO2 | Electrical Panel | EPANEL | Siemens |  | BSPB-2986
Phoenix Biomedical Campus
Biosciences Partnership Building
1st Floor
E110 Telco Room
Arizona | Electrical Panel 1MBP | Electrical Panel | EPANEL | Siemens |  | BSPB-2987
Phoenix Biomedical Campus
Biosciences Partnership Building
1st Floor
E110 Telco Room
Arizona | Electrical Panel 5HN1 | Electrical Panel | EPANEL | Siemens |  | BSPB-2943
Phoenix Biomedical Campus
Biosciences Partnership Building
5th Floor
E502 Electrical Room
Arizona | Electrical Panel 5LN1 | Electrical Panel | EPANEL | Siemens |  | BSPB-2940
Phoenix Biomedical Campus
Biosciences Partnership Building
5th Floor
E502 Electrical Room
Arizona | Electrical Panel 5LN2 | Electrical Panel | EPANEL | Siemens |  | BSPB-2939
Phoenix Biomedical Campus
Biosciences Partnership Building
5th Floor
E502 Electrical Room
Arizona | Electrical Panel 5LN3 | Electrical Panel | EPANEL | Siemens |  | BSPB-2937
Phoenix Biomedical Campus
Biosciences Partnership Building
5th Floor
E502 Electrical Room
Arizona | Electrical Panel 5LN4 | Electrical Panel | EPANEL | Siemens |  | BSPB-2936
Phoenix Biomedical Campus
Biosciences Partnership Building
5th Floor
E502 Electrical Room
Arizona | Electrical Panel 5LN5 | Electrical Panel | EPANEL | Siemens |  | BSPB-2945
Phoenix Biomedical Campus
Biosciences Partnership Building
5th Floor
E502 Electrical Room
Arizona | Electrical Panel 5LN6 | Electrical Panel | EPANEL | Siemens |  | BSPB-2946
Phoenix Biomedical Campus
Biosciences Partnership Building
5th Floor
E502 Electrical Room
Arizona | Electrical Panel 5LO1 | Electrical Panel | EPANEL | Siemens |  | BSPB-2938
Phoenix Biomedical Campus
Biosciences Partnership Building
5th Floor
E502 Electrical Room
Arizona | Electrical Panel 5LO2 | Electrical Panel | EPANEL | Siemens |  | BSPB-2941
Phoenix Biomedical Campus
Biosciences Partnership Building
5th Floor
E531 Telco / IDF
Arizona | Electrical Panel 5MBP | Electrical Panel | EPANEL | Siemens |  | BSPB-2942
Phoenix Biomedical Campus
Biosciences Partnership Building
5th Floor
E531 Telco / IDF
Arizona | Electrical Panel 5NLDP1 | Electrical Panel | EPANEL | Siemens |  | BSPB-2944
Phoenix Biomedical Campus
Biosciences Partnership Building
5th Floor
E502 Electrical Room
Arizona | Electrical Panel 5HO1 | Electrical Panel | EPANEL | Siemens |  | BSPB-2935
Phoenix Biomedical Campus
Biosciences Partnership Building
5th Floor
E594 Mechanical Room
Arizona | Electrical Panel 1HEM1 | Electrical Panel | EPANEL | Siemens |  | BSPB-2993
Phoenix Biomedical Campus
Biosciences Partnership Building
1st Floor
E102 Electrical Room
Arizona | Electrical Panel 1HN1 | Electrical Panel | EPANEL | Siemens |  | BSPB-2990
Phoenix Biomedical Campus
Biosciences Partnership Building
1st Floor
E102 Electrical Room
Arizona | Electrical Panel 1LEM1 | Electrical Panel | EPANEL | Siemens |  | BSPB-2994
Phoenix Biomedical Campus
Biosciences Partnership Building
1st Floor
E102 Electrical Room
Arizona | Electrical Panel 1LN3 | Electrical Panel | EPANEL | Siemens |  | BSPB-2997
Phoenix Biomedical Campus
Biosciences Partnership Building
1st Floor
E102 Electrical Room
Arizona | Electrical Panel 1LN4 | Electrical Panel | EPANEL | Siemens |  | BSPB-2998
Phoenix Biomedical Campus
Biosciences Partnership Building
1st Floor
E102 Electrical Room
Arizona | Electrical Panel 1LO1 | Electrical Panel | EPANEL | Siemens |  | BSPB-2995
Phoenix Biomedical Campus
Biosciences Partnership Building
1st Floor
E102 Electrical Room
Arizona | Electrical Panel 1NLDP1 | Electrical Panel | EPANEL | Siemens |  | BSPB-2996
Phoenix Biomedical Campus
Biosciences Partnership Building
1st Floor
E102 Electrical Room
Arizona | Electrical Panel 1LN1 | Electrical Panel | EPANEL | Siemens |  | BSPB-2964
Phoenix Biomedical Campus
Biosciences Partnership Building
1st Floor
E102 Electrical Room
Arizona | Electrical Panel 1LN2 | Electrical Panel | EPANEL | Siemens |  | BSPB-2965
Phoenix Biomedical Campus
Biosciences Partnership Building
1st Floor
E102 Electrical Room
Arizona | Electrical Panel 8-N-LDP1 | Electrical Panel | EPANEL | Siemens | Not Accessible | BSPB-2925
Phoenix Biomedical Campus
Biosciences Partnership Building
8th Floor
E802 Electrical Room
Arizona | Electrical Panel 8HN1 | Electrical Panel | EPANEL | Siemens | Not Accessible | BSPB-2924
Phoenix Biomedical Campus
Biosciences Partnership Building
8th Floor
E802 Electrical Room
Arizona | Electrical Panel 8HO1 | Electrical Panel | EPANEL | Siemens | Not Accessible | BSPB-2902
Phoenix Biomedical Campus
Biosciences Partnership Building
8th Floor
E802 Electrical Room
Arizona | Electrical Panel 8LN1 | Electrical Panel | EPANEL | Siemens | Not Accessible | BSPB-2921
Phoenix Biomedical Campus
Biosciences Partnership Building
8th Floor
E802 Electrical Room
Arizona | Electrical Panel 8LN2 | Electrical Panel | EPANEL | Siemens | Not Accessible | BSPB-2918
Phoenix Biomedical Campus
Biosciences Partnership Building
8th Floor
E802 Electrical Room
Arizona | Electrical Panel 8LN3 | Electrical Panel | EPANEL | Siemens | Not Accessible | BSPB-2915
Phoenix Biomedical Campus
Biosciences Partnership Building
8th Floor
E802 Electrical Room
Arizona | Electrical Panel 8LN4 | Electrical Panel | EPANEL | Siemens | Not Accessible | BSPB-2914
Phoenix Biomedical Campus
Biosciences Partnership Building
8th Floor
E802 Electrical Room
Arizona | Electrical Panel 8LN5 | Electrical Panel | EPANEL | Siemens | Not Accessible | BSPB-2926
Phoenix Biomedical Campus
Biosciences Partnership Building
8th Floor
E802 Electrical Room
Arizona | Electrical Panel 8LN6 | Electrical Panel | EPANEL | Siemens | Not Accessible | BSPB-2927
Phoenix Biomedical Campus
Biosciences Partnership Building
8th Floor
E802 Electrical Room
Arizona | Electrical Panel 8LO1 | Electrical Panel | EPANEL | Siemens | Not Accessible | BSPB-2917
Phoenix Biomedical Campus
Biosciences Partnership Building
8th Floor
E802 Electrical Room
Arizona | Electrical Panel 8LO2 | Electrical Panel | EPANEL | Siemens | Not Accessible | BSPB-2922
Phoenix Biomedical Campus
Biosciences Partnership Building
8th Floor
E831 Telco / IDF
Arizona | Electrical Panel 8MBP | Electrical Panel | EPANEL | Siemens | Not Accessible | BSPB-2923
Phoenix Biomedical Campus
Biosciences Partnership Building
8th Floor
E831 Telco / IDF
Arizona | Electrical Panel 6LO2 | Electrical Panel | EPANEL | Siemens |  | BSPB-2954
Phoenix Biomedical Campus
Biosciences Partnership Building
6th Floor
E631 Telco / IDF
Arizona | Electrical Panel 6MBP | Electrical Panel | EPANEL | Siemens |  | BSPB-2955
Phoenix Biomedical Campus
Biosciences Partnership Building
6th Floor
E631 Telco / IDF
Arizona | Electrical Panel 6HN1 | Electrical Panel | EPANEL | Siemens |  | BSPB-2956
Phoenix Biomedical Campus
Biosciences Partnership Building
6th Floor
E602 Electrical Room
Arizona | Electrical Panel 6HO1 | Electrical Panel | EPANEL | Siemens |  | BSPB-2961
Phoenix Biomedical Campus
Biosciences Partnership Building
6th Floor
E602 Electrical Room
Arizona | Electrical Panel 6LN1 | Electrical Panel | EPANEL | Siemens |  | BSPB-2953
Phoenix Biomedical Campus
Biosciences Partnership Building
6th Floor
E602 Electrical Room
Arizona | Electrical Panel 6LN2 | Electrical Panel | EPANEL | Siemens |  | BSPB-2952
Phoenix Biomedical Campus
Biosciences Partnership Building
6th Floor
E602 Electrical Room
Arizona | Electrical Panel 6LN3 | Electrical Panel | EPANEL | Siemens |  | BSPB-2950
Phoenix Biomedical Campus
Biosciences Partnership Building
6th Floor
E602 Electrical Room
Arizona | Electrical Panel 6LN4 | Electrical Panel | EPANEL | Siemens |  | BSPB-2949
Phoenix Biomedical Campus
Biosciences Partnership Building
6th Floor
E602 Electrical Room
Arizona | Electrical Panel 6LN5 | Electrical Panel | EPANEL | Siemens |  | BSPB-2958
Phoenix Biomedical Campus
Biosciences Partnership Building
6th Floor
E602 Electrical Room
Arizona | Electrical Panel 6LN6 | Electrical Panel | EPANEL | Siemens |  | BSPB-2959
Phoenix Biomedical Campus
Biosciences Partnership Building
6th Floor
E602 Electrical Room
Arizona | Electrical Panel 6NLDP1 | Electrical Panel | EPANEL | Siemens |  | BSPB-2957
Phoenix Biomedical Campus
Biosciences Partnership Building
6th Floor
E602 Electrical Room
Arizona | Electrical Panel 6LO1 | Electrical Panel | EPANEL | Siemens |  | BSPB-2951
Phoenix Biomedical Campus
Biosciences Partnership Building
6th Floor
E602 Electrical Room
Arizona | Electrical Panel 7HN1 | Electrical Panel | EPANEL | Siemens | Not Accessible | BSPB-2974
Phoenix Biomedical Campus
Biosciences Partnership Building
7th Floor
E702 Electrical Room
Arizona | Electrical Panel 7LN2 | Electrical Panel | EPANEL | Siemens | Not Accessible | BSPB-2932
Phoenix Biomedical Campus
Biosciences Partnership Building
7th Floor
E702 Electrical Room
Arizona | Electrical Panel 7LN3 | Electrical Panel | EPANEL | Siemens | Not Accessible | BSPB-2930
Phoenix Biomedical Campus
Biosciences Partnership Building
7th Floor
E702 Electrical Room
Arizona | Electrical Panel 7LN4 | Electrical Panel | EPANEL | Siemens | Not Accessible | BSPB-2929
Phoenix Biomedical Campus
Biosciences Partnership Building
7th Floor
E702 Electrical Room
Arizona | Electrical Panel 7LN5 | Electrical Panel | EPANEL | Siemens | Not Accessible | BSPB-2978
Phoenix Biomedical Campus
Biosciences Partnership Building
7th Floor
E702 Electrical Room
Arizona | Electrical Panel 7LN6 | Electrical Panel | EPANEL | Siemens |  | BSPB-2979
Phoenix Biomedical Campus
Biosciences Partnership Building
7th Floor
E702 Electrical Room
Arizona | Electrical Panel 7LO1 | Electrical Panel | EPANEL | Siemens | Not Accessible | BSPB-2931
Phoenix Biomedical Campus
Biosciences Partnership Building
7th Floor
E702 Electrical Room
Arizona | Electrical Panel 9LO2 | Electrical Panel | EPANEL | Siemens | Not Accessible | BSPB-2896
Phoenix Biomedical Campus
Biosciences Partnership Building
9th Floor
E931 Telco / IDF
Arizona | Electrical Panel 9HN1 | Electrical Panel | EPANEL | Siemens | Not Accessible | BSPB-2496
Phoenix Biomedical Campus
Biosciences Partnership Building
9th Floor
E902 Electrical Room
Arizona | Electrical Panel 9HO1 | Electrical Panel | EPANEL | Siemens | Not Accessible | BSPB-2874
Phoenix Biomedical Campus
Biosciences Partnership Building
9th Floor
E902 Electrical Room
Arizona | Electrical Panel 9LN1 | Electrical Panel | EPANEL | Siemens | Not Accessible | BSPB-2895
Phoenix Biomedical Campus
Biosciences Partnership Building
9th Floor
E902 Electrical Room
Arizona | Electrical Panel 9LN2 | Electrical Panel | EPANEL | Siemens | Not Accessible | BSPB-2894
Phoenix Biomedical Campus
Biosciences Partnership Building
9th Floor
E902 Electrical Room
Arizona | Electrical Panel 9LN3 | Electrical Panel | EPANEL | Siemens | Not Accessible | BSPB-2892
Phoenix Biomedical Campus
Biosciences Partnership Building
9th Floor
E902 Electrical Room
Arizona | Electrical Panel 9LN4 | Electrical Panel | EPANEL | Siemens | Not Accessible | BSPB-2891
Phoenix Biomedical Campus
Biosciences Partnership Building
9th Floor
E902 Electrical Room
Arizona | Electrical Panel 9LN5 | Electrical Panel | EPANEL | Siemens | Not Accessible | BSPB-2498
Phoenix Biomedical Campus
Biosciences Partnership Building
9th Floor
E902 Electrical Room
Arizona | Electrical Panel 9LN6 | Electrical Panel | EPANEL | Siemens | Not Accessible | BSPB-2499
Phoenix Biomedical Campus
Biosciences Partnership Building
9th Floor
E902 Electrical Room
Arizona | Electrical Panel 9LO1 | Electrical Panel | EPANEL | Siemens | Not Accessible | BSPB-2893
Phoenix Biomedical Campus
Biosciences Partnership Building
9th Floor
E902 Electrical Room
Arizona | Electrical Panel 10HO1 | Electrical Panel | EPANEL |  | 10HO1 | BSPB-3268
Phoenix Biomedical Campus
Biosciences Partnership Building
10th Floor
E1094 Mechanical Room
Arizona | Electrical Panel 10LN2 | Electrical Panel | EPANEL |  | 10LN2 | BSPB-3271
Phoenix Biomedical Campus
Biosciences Partnership Building
10th Floor
E1094 Mechanical Room
Arizona | Electrical Panel P-OS-HDP1 | Electrical Panel | EPANEL |  | Not Accessible | BSPB-2779
Phoenix Biomedical Campus
Biosciences Partnership Building
Penthouse
Arizona | Electrical Panel PL0S1 | Electrical Panel | EPANEL |  | Not Accessible | BSPB-2780
Phoenix Biomedical Campus
Biosciences Partnership Building
Penthouse
Arizona | Electrical Panel BH01 | Electrical Panel | EPANEL | Siemens | P2E42ML40FBS | BSPB-2050
Phoenix Biomedical Campus
Biosciences Partnership Building
Basement
E003 Main Emergency Electrical Room
Arizona | Electrical Panel B-EM-HSW1 | Electrical Panel | EPANEL | Siemens | SB3 | BSPB-2006
Phoenix Biomedical Campus
Biosciences Partnership Building
Basement
E003 Main Emergency Electrical Room
Arizona | Electrical Panel BLN1 | Electrical Panel | EPANEL | Siemens | P2C90ML250FTS | BSPB-2015
Phoenix Biomedical Campus
Biosciences Partnership Building
Basement
E007 Electrical Room
Arizona | Electrical Panel BHN1 | Electrical Panel | EPANEL | Siemens | P2E42ML125FTS | BSPB-2016
Phoenix Biomedical Campus
Biosciences Partnership Building
Basement
E007 Electrical Room
Arizona | Electrical Panel BH02 | Electrical Panel | EPANEL | Siemens | P1E42MN250CST | BSPB-2044
Phoenix Biomedical Campus
Biosciences Partnership Building
Basement
E014 Plumbing Equipment Room
Arizona | Electrical Panel External Bypass | Electrical Panel | EPANEL | Siemens | Not Accessible | BSPB-2070
Phoenix Biomedical Campus
Biosciences Partnership Building
Basement
E005 BET Room
Arizona | Electrical Panel BL02 | Electrical Panel | EPANEL | Siemens | P2C90ML250FTS | BSPB-2071
Phoenix Biomedical Campus
Biosciences Partnership Building
Basement
E005 BET Room
Arizona | Electrical Panel 7HEM1 | Electrical Panel | EPANEL | Siemens | Not Accessible | BSPB-2976
Phoenix Biomedical Campus
Biosciences Partnership Building
7th Floor
E702 Electrical Room
Arizona | Electrical Panel 7LEM1 | Electrical Panel | EPANEL | Siemens | Not Accessible | BSPB-2977
Phoenix Biomedical Campus
Biosciences Partnership Building
7th Floor
E702 Electrical Room
Arizona | Electrical Panel 7-N-LDPN1 | Electrical Panel | EPANEL | Siemens | Not Accessible | BSPB-2111
Phoenix Biomedical Campus
Biosciences Partnership Building
7th Floor
E702 Electrical Room
Arizona | Electrical Panel | Electrical Panel | EPANEL | Siemens | Not Accessible | BSPB-2101
Phoenix Biomedical Campus
Biosciences Partnership Building
7th Floor
E730 Open Lab Benches
Arizona | Electrical Panel | Electrical Panel | EPANEL | Siemens | Not Accessible | BSPB-2102
Phoenix Biomedical Campus
Biosciences Partnership Building
7th Floor
E730 Open Lab Benches
Arizona | Electrical Panel | Electrical Panel | EPANEL | Siemens | Not Accessible | BSPB-2103
Phoenix Biomedical Campus
Biosciences Partnership Building
7th Floor
E730 Open Lab Benches
Arizona | Electrical Panel | Electrical Panel | EPANEL | Siemens | Not Accessible | BSPB-2104
Phoenix Biomedical Campus
Biosciences Partnership Building
7th Floor
E730 Open Lab Benches
Arizona | Electrical Panel | Electrical Panel | EPANEL | Siemens | Not Accessible | BSPB-2105
Phoenix Biomedical Campus
Biosciences Partnership Building
7th Floor
E730 Open Lab Benches
Arizona | Electrical Panel 7LN1 | Electrical Panel | EPANEL | Siemens | Not Accessible | BSPB-2933
Phoenix Biomedical Campus
Biosciences Partnership Building
7th Floor
E702 Electrical Room
Arizona | Electrical Panel 7LO2 | Electrical Panel | EPANEL |  | Not Accessible | BSPB-2962
Phoenix Biomedical Campus
Biosciences Partnership Building
7th Floor
E731 Telco / IDF
Arizona | Electrical Panel 7MBP | Electrical Panel | EPANEL | Siemens | EZB2048R | BSPB-2120
Phoenix Biomedical Campus
Biosciences Partnership Building
7th Floor
E731 Telco / IDF
Arizona | Electrical Panel BL01 | Electrical Panel | EPANEL | Siemens | P2C90ML250FTS | BSPB-2002
Phoenix Biomedical Campus
Biosciences Partnership Building
Basement
E003 Main Emergency Electrical Room
Arizona | Fire Garage Door Opener | Door Opener | DOOROPENER | Cornell | MGRL-33-11E | BSPB-2430
Phoenix Biomedical Campus
Biosciences Partnership Building
9th Floor
E900S2 Circulation / Corridor
Arizona | Garage Door/Fire Door | Door Opener | DOOROPENER | Cornell | MGRL 33 11E | BSPB-2256
Phoenix Biomedical Campus
Biosciences Partnership Building
2nd Floor
E201 Elevator Lobby
Arizona | Garage Door | Door | DOOR | Cornell | MGRL 33 11E | BSPB-2115
Phoenix Biomedical Campus
Biosciences Partnership Building
7th Floor
E700S Circulation / Corridor
Arizona | Mens Restroom SAD E1007 | Damper | DAMPER |  |  | BSPB- ?
Phoenix Biomedical Campus
Biosciences Partnership Building
10th Floor
E1004 Mens Rest Room
Arizona | SOUND ATTENUATING DEVICES - SAD 1045 | Damper | DAMPER |  | (1) (2) MODEL RD-XV-FX | BSPB-3218
Phoenix Biomedical Campus
Biosciences Partnership Building
10th Floor
E1045 Office
Arizona | Control Panel | Control Panel | CONTROL-PANEL |  | PSH500A | BSPB-3270
Phoenix Biomedical Campus
Biosciences Partnership Building
10th Floor
E1094 Mechanical Room
Arizona | Medical VAC Controller MV-1 | Control Panel | CONTROL-PANEL | Beacon | 4107104669 | BSPB-2441
Phoenix Biomedical Campus
Biosciences Partnership Building
Penthouse
E1194 Plumbing Room
Arizona | Waste Ejector Control Panel | Control Panel | CONTROL-PANEL | TLC Controls | Not Accessible | BSPB-2040
Phoenix Biomedical Campus
Biosciences Partnership Building
Basement
E014 Plumbing Equipment Room
Arizona | Sewage Ejector Control Panel | Control Panel | CONTROL-PANEL | TLC Controls | Not Accessible | BSPB-2037
Phoenix Biomedical Campus
Biosciences Partnership Building
Basement
E016 Domestic and Fire Pump Water Service Room
Arizona | Fire Pump Electric Controller | Control Panel | CONTROL-PANEL | Firetrol | FTA1930-AM100B | BSPB-2033
Phoenix Biomedical Campus
Biosciences Partnership Building
Basement
E015 Fire Pumps Room
Arizona | Jockey Pump Controller | Control Panel | CONTROL-PANEL | Firetrol | FTA550F-AG011B | BSPB-2034
Phoenix Biomedical Campus
Biosciences Partnership Building
Basement
E015 Fire Pumps Room
Arizona | 400A Main Circuit Breaker B-N-HDP1 | Circuit Breaker | CIRCUITBREAKER | Siemens | SB2 | BSPB-2017
Phoenix Biomedical Campus
Biosciences Partnership Building
Basement
E007 Electrical Room
Arizona | 800A Main Circuit Breaker B-N-HDP2 | Circuit Breaker | CIRCUITBREAKER | Siemens | SB3 | BSPB-2020
Phoenix Biomedical Campus
Biosciences Partnership Building
Basement
E008 MRI Process Chilled Water Room
Arizona | 800 Amp Main Circuit Breaker OS1 | Circuit Breaker | CIRCUITBREAKER | Siemens | SB3 | BSPB-2010
Phoenix Biomedical Campus
Biosciences Partnership Building
Basement
E003 Main Emergency Electrical Room
Arizona | 4000A Main Circuit Breaker USUB-BPB-1 | Circuit Breaker | CIRCUITBREAKER | Siemens | Not Accessible | BSPB-2013
Phoenix Biomedical Campus
Biosciences Partnership Building
Basement
E007 Electrical Room
Arizona | 400A Main Circuit Breaker B-N-LDP1 | Circuit Breaker | CIRCUITBREAKER | Siemens | SB2 | BSPB-2014
Phoenix Biomedical Campus
Biosciences Partnership Building
Basement
E007 Electrical Room
Arizona | Chilled Beam CB E73013 | Chilled Beam | CB | Price | Not Accessible | BSPB-2121
Phoenix Biomedical Campus
Biosciences Partnership Building
7th Floor
E730 Open Lab Benches
Arizona | Chilled Beam CB E73014 | Chilled Beam | CB | Price | Not Accessible | BSPB-2122
Phoenix Biomedical Campus
Biosciences Partnership Building
7th Floor
E730 Open Lab Benches
Arizona | Chilled Beam CB E73015 | Chilled Beam | CB | Price | Not Accessible | BSPB-2123
Phoenix Biomedical Campus
Biosciences Partnership Building
7th Floor
E730 Open Lab Benches
Arizona | Chilled Beam CB E73016 | Chilled Beam | CB | Price | Not Accessible | BSPB-2124
Phoenix Biomedical Campus
Biosciences Partnership Building
7th Floor
E730 Open Lab Benches
Arizona | Chilled Beam CB E73017 | Chilled Beam | CB | Price | Not Accessible | BSPB-2125
Phoenix Biomedical Campus
Biosciences Partnership Building
7th Floor
E730 Open Lab Benches
Arizona | Chilled Beam CB E73018 | Chilled Beam | CB | Price | Not Accessible | BSPB-2126
Phoenix Biomedical Campus
Biosciences Partnership Building
7th Floor
E730 Open Lab Benches
Arizona | Chilled Beam CB E73019 | Chilled Beam | CB | Price | Not Accessible | BSPB-2127
Phoenix Biomedical Campus
Biosciences Partnership Building
7th Floor
E730 Open Lab Benches
Arizona | Chilled Beam CB E73020 | Chilled Beam | CB | Price | Not Accessible | BSPB-2129
Phoenix Biomedical Campus
Biosciences Partnership Building
7th Floor
E730 Open Lab Benches
Arizona | Chilled Beam CB E73021 | Chilled Beam | CB | Price | Not Accessible | BSPB-2130
Phoenix Biomedical Campus
Biosciences Partnership Building
7th Floor
E730 Open Lab Benches
Arizona | Chilled Beam CB E73022 | Chilled Beam | CB | Price | Not Accessible | BSPB-2131
Phoenix Biomedical Campus
Biosciences Partnership Building
7th Floor
E730 Open Lab Benches
Arizona | Chilled Beam CB E7301 | Chilled Beam | CB | Price | Not Accessible | BSPB-2132
Phoenix Biomedical Campus
Biosciences Partnership Building
7th Floor
E730 Open Lab Benches
Arizona | Chilled Beam CB E7302 | Chilled Beam | CB | Price | Not Accessible | BSPB-2133
Phoenix Biomedical Campus
Biosciences Partnership Building
7th Floor
E730 Open Lab Benches
Arizona | Chilled Beam CB E7303 | Chilled Beam | CB | Price | Not Accessible | BSPB-2134
Phoenix Biomedical Campus
Biosciences Partnership Building
7th Floor
E730 Open Lab Benches
Arizona | Chilled Beam CB E7304 | Chilled Beam | CB | Price | Not Accessible | BSPB-2135
Phoenix Biomedical Campus
Biosciences Partnership Building
7th Floor
E730 Open Lab Benches
Arizona | Chilled Beam CB E7305 | Chilled Beam | CB | Price | Not Accessible | BSPB-2136
Phoenix Biomedical Campus
Biosciences Partnership Building
7th Floor
E730 Open Lab Benches
Arizona | Chilled Beam CB E7306 | Chilled Beam | CB | Price | Not Accessible | BSPB-2137
Phoenix Biomedical Campus
Biosciences Partnership Building
7th Floor
E730 Open Lab Benches
Arizona | Chilled Beam CB E7307 | Chilled Beam | CB | Price | Not Accessible | BSPB-2138
Phoenix Biomedical Campus
Biosciences Partnership Building
7th Floor
E730 Open Lab Benches
Arizona | Chilled Beam CB E7308 | Chilled Beam | CB | Price | Not Accessible | BSPB-2139
Phoenix Biomedical Campus
Biosciences Partnership Building
7th Floor
E730 Open Lab Benches
Arizona | Chilled Beam CB E7309 | Chilled Beam | CB | Price | Not Accessible | BSPB-2140
Phoenix Biomedical Campus
Biosciences Partnership Building
7th Floor
E730 Open Lab Benches
Arizona | Chilled Beam CB E73010 | Chilled Beam | CB | Price | Not Accessible | BSPB-2141
Phoenix Biomedical Campus
Biosciences Partnership Building
7th Floor
E730 Open Lab Benches
Arizona | Chilled Beam CB E73011 | Chilled Beam | CB | Price | Not Accessible | BSPB-2142
Phoenix Biomedical Campus
Biosciences Partnership Building
7th Floor
E730 Open Lab Benches
Arizona | Chilled Beam CB E73012 | Chilled Beam | CB | Price | Not Accessible | BSPB-2143
Phoenix Biomedical Campus
Biosciences Partnership Building
7th Floor
E730 Open Lab Benches
Arizona | Chilled Beam CB E7101 | Chilled Beam | CB | Price | Not Accessible | BSPB-2150-CBE7101
Phoenix Biomedical Campus
Biosciences Partnership Building
7th Floor
E710 Write up / Technician Cubicles
Arizona | Chilled Beam CB E71010 | Chilled Beam | CB | Price | Not Accessible | BSPB-2150-CBE71010
Phoenix Biomedical Campus
Biosciences Partnership Building
7th Floor
E710 Write up / Technician Cubicles
Arizona | Chilled Beam CB E71011 | Chilled Beam | CB | Price | Not Accessible | BSPB-2150-CBE71011
Phoenix Biomedical Campus
Biosciences Partnership Building
7th Floor
E710 Write up / Technician Cubicles
Arizona | Chilled Beam CB E7102 | Chilled Beam | CB | Price | Not Accessible | BSPB-2150-CBE7102
Phoenix Biomedical Campus
Biosciences Partnership Building
7th Floor
E710 Write up / Technician Cubicles
Arizona | Chilled Beam CB E7103 | Chilled Beam | CB | Price | Not Accessible | BSPB-2150-CBE7103
Phoenix Biomedical Campus
Biosciences Partnership Building
7th Floor
E710 Write up / Technician Cubicles
Arizona | Chilled Beam CB E7104 | Chilled Beam | CB | Price | Not Accessible | BSPB-2150-CBE7104
Phoenix Biomedical Campus
Biosciences Partnership Building
7th Floor
E710 Write up / Technician Cubicles
Arizona | Chilled Beam CB E7105 | Chilled Beam | CB | Price | Not Accessible | BSPB-2150-CBE7105
Phoenix Biomedical Campus
Biosciences Partnership Building
7th Floor
E710 Write up / Technician Cubicles
Arizona | Chilled Beam CB E7106 | Chilled Beam | CB | Price | Not Accessible | BSPB-2150-CBE7106
Phoenix Biomedical Campus
Biosciences Partnership Building
7th Floor
E710 Write up / Technician Cubicles
Arizona | Chilled Beam CB E7107 | Chilled Beam | CB | Price | Not Accessible | BSPB-2150-CBE7107
Phoenix Biomedical Campus
Biosciences Partnership Building
7th Floor
E710 Write up / Technician Cubicles
Arizona | Chilled Beam CB E7108 | Chilled Beam | CB | Price | Not Accessible | BSPB-2150-CBE7108
Phoenix Biomedical Campus
Biosciences Partnership Building
7th Floor
E710 Write up / Technician Cubicles
Arizona | Chilled Beam CB E7109 | Chilled Beam | CB | Price | Not Accessible | BSPB-2150-CBE7109
Phoenix Biomedical Campus
Biosciences Partnership Building
7th Floor
E710 Write up / Technician Cubicles
Arizona | Chilled Beam CB E711 | Chilled Beam | CB | Price | Not Accessible | BSPB-2150-CBE711
Phoenix Biomedical Campus
Biosciences Partnership Building
7th Floor
E711 Office
Arizona | Chilled Beam CB E721 | Chilled Beam | CB | Price | Not Accessible | BSPB-2151
Phoenix Biomedical Campus
Biosciences Partnership Building
7th Floor
E721 Workroom
Arizona | Chilled Beam CB E720 | Chilled Beam | CB | Price | Not Accessible | BSPB-2152
Phoenix Biomedical Campus
Biosciences Partnership Building
7th Floor
E720 Office
Arizona | Chilled Beam CB E719 | Chilled Beam | CB | Price | Not Accessible | BSPB-2153
Phoenix Biomedical Campus
Biosciences Partnership Building
7th Floor
E719 Office
Arizona | Chilled Beam CB E718 | Chilled Beam | CB | Price | Not Accessible | BSPB-2154
Phoenix Biomedical Campus
Biosciences Partnership Building
7th Floor
E718 Office
Arizona | Chilled Beam CB E7163 | Chilled Beam | CB | Price | Not Accessible | BSPB-2155
Phoenix Biomedical Campus
Biosciences Partnership Building
7th Floor
E717 Office
Arizona | Chilled Beam CB E7163 | Chilled Beam | CB | Price | Not Accessible | BSPB-2156
Phoenix Biomedical Campus
Biosciences Partnership Building
7th Floor
E716 Team Room
Arizona | Chilled Beam CB E7162 | Chilled Beam | CB | Price | Not Accessible | BSPB-2157
Phoenix Biomedical Campus
Biosciences Partnership Building
7th Floor
E716 Team Room
Arizona | Chilled Beam CB E7161 | Chilled Beam | CB | Price | Not Accessible | BSPB-2158
Phoenix Biomedical Campus
Biosciences Partnership Building
7th Floor
E716 Team Room
Arizona | Chilled Beam CB E7157 | Chilled Beam | CB | Price | Not Accessible | BSPB-2159
Phoenix Biomedical Campus
Biosciences Partnership Building
7th Floor
E715 Open Cubicles
Arizona | Chilled Beam CB E7156 | Chilled Beam | CB | Price | Not Accessible | BSPB-2160
Phoenix Biomedical Campus
Biosciences Partnership Building
7th Floor
E715 Open Cubicles
Arizona | Chilled Beam CB E7155 | Chilled Beam | CB | Price | Not Accessible | BSPB-2161
Phoenix Biomedical Campus
Biosciences Partnership Building
7th Floor
E715 Open Cubicles
Arizona | Chilled Beam CB E7154 | Chilled Beam | CB | Price | Not Accessible | BSPB-2162
Phoenix Biomedical Campus
Biosciences Partnership Building
7th Floor
E715 Open Cubicles
Arizona | Chilled Beam CB E7153 | Chilled Beam | CB | Price | Not Accessible | BSPB-2163
Phoenix Biomedical Campus
Biosciences Partnership Building
7th Floor
E715 Open Cubicles
Arizona | Chilled Beam CB E7152 | Chilled Beam | CB | Price | Not Accessible | BSPB-2164
Phoenix Biomedical Campus
Biosciences Partnership Building
7th Floor
E715 Open Cubicles
Arizona | Chilled Beam CB E7151 | Chilled Beam | CB | Price | Not Accessible | BSPB-2165
Phoenix Biomedical Campus
Biosciences Partnership Building
7th Floor
E715 Open Cubicles
Arizona | Chilled Beam CB E714 | Chilled Beam | CB | Price | Not Accessible | BSPB-2166
Phoenix Biomedical Campus
Biosciences Partnership Building
7th Floor
E714 Office
Arizona | Chilled Beam CB E713 | Chilled Beam | CB | Price | Not Accessible | BSPB-2167
Phoenix Biomedical Campus
Biosciences Partnership Building
7th Floor
E713 Office
Arizona | Chilled Beam CB E712 | Chilled Beam | CB | Price | Not Accessible | BSPB-2168
Phoenix Biomedical Campus
Biosciences Partnership Building
7th Floor
E712 Office
Arizona | Chilled Beam CB E7073 | Chilled Beam | CB | Price | Not Accessible | BSPB-2170
Phoenix Biomedical Campus
Biosciences Partnership Building
7th Floor
E707 Meeting Room
Arizona | Chilled Beam CB E7072 | Chilled Beam | CB | Price | Not Accessible | BSPB-2171
Phoenix Biomedical Campus
Biosciences Partnership Building
7th Floor
E707 Meeting Room
Arizona | Chilled Beam CB E7071 | Chilled Beam | CB | Price | Not Accessible | BSPB-2172
Phoenix Biomedical Campus
Biosciences Partnership Building
7th Floor
E707 Meeting Room
Arizona | Chilled Beam CB 6163 | Chilled Beam | CB | Price | Not Accessible | BSPB-2310
Phoenix Biomedical Campus
Biosciences Partnership Building
6th Floor
E616 Team Room
Arizona | Chilled Beam CB E53023 | Chilled Beam | CB | Price | Not Accessible | BSPB-2581
Phoenix Biomedical Campus
Biosciences Partnership Building
5th Floor
E530 Open Lab Bays
Arizona | Chilled Beam CB E53024 | Chilled Beam | CB | Price | Not Accessible | BSPB-2582
Phoenix Biomedical Campus
Biosciences Partnership Building
5th Floor
E530 Open Lab Bays
Arizona | Chilled Beam CB E814 | Chilled Beam | CB | Price | Not Accessible | BSPB-2829
Phoenix Biomedical Campus
Biosciences Partnership Building
8th Floor
E814 Office
Arizona | Chilled Beam CB E5101 | Chilled Beam | CB | Price | Not Accessible | BSPB-2554-CBE5101
Phoenix Biomedical Campus
Biosciences Partnership Building
5th Floor
E510 Write up / Technicians
Arizona | Chilled Beam CB E51010 | Chilled Beam | CB | Price | Not Accessible | BSPB-2554-CBE51010
Phoenix Biomedical Campus
Biosciences Partnership Building
5th Floor
E510 Write up / Technicians
Arizona | Chilled Beam CB E51011 | Chilled Beam | CB | Price | Not Accessible | BSPB-2554-CBE51011
Phoenix Biomedical Campus
Biosciences Partnership Building
5th Floor
E510 Write up / Technicians
Arizona | Chilled Beam CB E5102 | Chilled Beam | CB | Price | Not Accessible | BSPB-2554-CBE5102
Phoenix Biomedical Campus
Biosciences Partnership Building
5th Floor
E510 Write up / Technicians
Arizona | Chilled Beam CB E5103 | Chilled Beam | CB | Price | Not Accessible | BSPB-2554-CBE5103
Phoenix Biomedical Campus
Biosciences Partnership Building
5th Floor
E510 Write up / Technicians
Arizona | Chilled Beam CB E5104 | Chilled Beam | CB | Price | Not Accessible | BSPB-2554-CBE5104
Phoenix Biomedical Campus
Biosciences Partnership Building
5th Floor
E510 Write up / Technicians
Arizona | Chilled Beam CB E5105 | Chilled Beam | CB | Price | Not Accessible | BSPB-2554-CBE5105
Phoenix Biomedical Campus
Biosciences Partnership Building
5th Floor
E510 Write up / Technicians
Arizona | Chilled Beam CB E5106 | Chilled Beam | CB | Price | Not Accessible | BSPB-2554-CBE5106
Phoenix Biomedical Campus
Biosciences Partnership Building
5th Floor
E510 Write up / Technicians
Arizona | Chilled Beam CB E5107 | Chilled Beam | CB | Price | Not Accessible | BSPB-2554-CBE5107
Phoenix Biomedical Campus
Biosciences Partnership Building
5th Floor
E510 Write up / Technicians
Arizona | Chilled Beam CB E5108 | Chilled Beam | CB | Price | Not Accessible | BSPB-2554-CBE5108
Phoenix Biomedical Campus
Biosciences Partnership Building
5th Floor
E510 Write up / Technicians
Arizona | Chilled Beam CB E5109 | Chilled Beam | CB | Price | Not Accessible | BSPB-2554-CBE5109
Phoenix Biomedical Campus
Biosciences Partnership Building
5th Floor
E510 Write up / Technicians
Arizona | Chilled Beam CB E5151 | Chilled Beam | CB | Price | 116204 | BSPB-2543
Phoenix Biomedical Campus
Biosciences Partnership Building
5th Floor
E515 Open Office Cubicles
Arizona | Chilled Beam CB E5071 | Chilled Beam | CB | Price | Not Accessible | BSPB-2549
Phoenix Biomedical Campus
Biosciences Partnership Building
5th Floor
E507 Meeting Room
Arizona | Chilled Beam CB E5072 | Chilled Beam | CB | Price | Not Accessible | BSPB-2550
Phoenix Biomedical Campus
Biosciences Partnership Building
5th Floor
E507 Meeting Room
Arizona | Chilled Beam CB E6309 | Chilled Beam | CB | Price | Not Accessible | BSPB-2335
Phoenix Biomedical Campus
Biosciences Partnership Building
6th Floor
E630C Open Lab Bays
Arizona | Chilled Beam CB E53013 | Chilled Beam | CB | Price | Not Accessible | BSPB-2571
Phoenix Biomedical Campus
Biosciences Partnership Building
5th Floor
E530 Open Lab Bays
Arizona | Chilled Beam CB E53021 | Chilled Beam | CB | Price | Not Accessible | BSPB-2579
Phoenix Biomedical Campus
Biosciences Partnership Building
5th Floor
E530 Open Lab Bays
Arizona | Chilled Beam CB E53022 | Chilled Beam | CB | Price | Not Accessible | BSPB-2580
Phoenix Biomedical Campus
Biosciences Partnership Building
5th Floor
E530 Open Lab Bays
Arizona | Chilled Beam CB E813 | Chilled Beam | CB | Price | Not Accessible | BSPB-2831
Phoenix Biomedical Campus
Biosciences Partnership Building
8th Floor
E813 Office
Arizona | Chilled Beam CB E812 | Chilled Beam | CB | Price | Not Accessible | BSPB-2832
Phoenix Biomedical Campus
Biosciences Partnership Building
8th Floor
E812 Office
Arizona | Chilled Beam CB E811 | Chilled Beam | CB | Price | Not Accessible | BSPB-2833
Phoenix Biomedical Campus
Biosciences Partnership Building
8th Floor
E811 Office
Arizona | Chilled Beam CB E8034 | Chilled Beam | CB | Price | Not Accessible | BSPB-2834
Phoenix Biomedical Campus
Biosciences Partnership Building
8th Floor
E807 Meeting Room
Arizona | Chilled Beam CB E8033 | Chilled Beam | CB | Price | Not Accessible | BSPB-2835
Phoenix Biomedical Campus
Biosciences Partnership Building
8th Floor
E807 Meeting Room
Arizona | Chilled Beam CB E8032 | Chilled Beam | CB | Price | Not Accessible | BSPB-2836
Phoenix Biomedical Campus
Biosciences Partnership Building
8th Floor
E807 Meeting Room
Arizona | Chilled Beam CB E8031 | Chilled Beam | CB | Price | Not Accessible | BSPB-2837
Phoenix Biomedical Campus
Biosciences Partnership Building
8th Floor
E807 Meeting Room
Arizona | Chilled Beam CB E8101 | Chilled Beam | CB | Price | Not Accessible | BSPB-2839-CBE8101
Phoenix Biomedical Campus
Biosciences Partnership Building
8th Floor
E810 Write Up / Technician Cubicles
Arizona | Chilled Beam CB E81010 | Chilled Beam | CB | Price | Not Accessible | BSPB-2839-CBE81010
Phoenix Biomedical Campus
Biosciences Partnership Building
8th Floor
E810 Write Up / Technician Cubicles
Arizona | Chilled Beam CB E81011 | Chilled Beam | CB | Price | Not Accessible | BSPB-2839-CBE81011
Phoenix Biomedical Campus
Biosciences Partnership Building
8th Floor
E810 Write Up / Technician Cubicles
Arizona | Chilled Beam CB E8102 | Chilled Beam | CB | Price | Not Accessible | BSPB-2839-CBE8102
Phoenix Biomedical Campus
Biosciences Partnership Building
8th Floor
E810 Write Up / Technician Cubicles
Arizona | Chilled Beam CB E8103 | Chilled Beam | CB | Price | Not Accessible | BSPB-2839-CBE8103
Phoenix Biomedical Campus
Biosciences Partnership Building
8th Floor
E810 Write Up / Technician Cubicles
Arizona | Chilled Beam CB E8104 | Chilled Beam | CB | Price | Not Accessible | BSPB-2839-CBE8104
Phoenix Biomedical Campus
Biosciences Partnership Building
8th Floor
E810 Write Up / Technician Cubicles
Arizona | Chilled Beam CB E8105 | Chilled Beam | CB | Price | Not Accessible | BSPB-2839-CBE8105
Phoenix Biomedical Campus
Biosciences Partnership Building
8th Floor
E810 Write Up / Technician Cubicles
Arizona | Chilled Beam CB E8106 | Chilled Beam | CB | Price | Not Accessible | BSPB-2839-CBE8106
Phoenix Biomedical Campus
Biosciences Partnership Building
8th Floor
E810 Write Up / Technician Cubicles
Arizona | Chilled Beam CB E8107 | Chilled Beam | CB | Price | Not Accessible | BSPB-2839-CBE8107
Phoenix Biomedical Campus
Biosciences Partnership Building
8th Floor
E810 Write Up / Technician Cubicles
Arizona | Chilled Beam CB E8108 | Chilled Beam | CB | Price | Not Accessible | BSPB-2839-CBE8108
Phoenix Biomedical Campus
Biosciences Partnership Building
8th Floor
E810 Write Up / Technician Cubicles
Arizona | Chilled Beam CB E8109 | Chilled Beam | CB | Price | Not Accessible | BSPB-2839-CBE8109
Phoenix Biomedical Campus
Biosciences Partnership Building
8th Floor
E810 Write Up / Technician Cubicles
Arizona | Chilled Beam CB E5162 | Chilled Beam | CB | Price | Not Accessible | BSPB-2534
Phoenix Biomedical Campus
Biosciences Partnership Building
5th Floor
E516 Team Room
Arizona | Chilled Beam CB E5163 | Chilled Beam | CB | Price | Not Accessible | BSPB-2535
Phoenix Biomedical Campus
Biosciences Partnership Building
5th Floor
E516 Team Room
Arizona | Chilled Beam CB E1044 | Chilled Beam | CB |  |  | BSPB-3234
Phoenix Biomedical Campus
Biosciences Partnership Building
10th Floor
E1044 Office
Arizona | Chilled Beam CB E1042 | Chilled Beam | CB |  |  | BSPB-3231
Phoenix Biomedical Campus
Biosciences Partnership Building
10th Floor
E1042 Office
Arizona | Chilled Beam CB E1043 | Chilled Beam | CB |  |  | BSPB-32323
Phoenix Biomedical Campus
Biosciences Partnership Building
10th Floor
E1043 Office
Arizona | Chilled Beam CB E1041 | Chilled Beam | CB |  |  | BSPB-3230
Phoenix Biomedical Campus
Biosciences Partnership Building
10th Floor
E1041 Office
Arizona | Chilled Beam CB E1045 | Chilled Beam | CB |  |  | BSPB-3235
Phoenix Biomedical Campus
Biosciences Partnership Building
10th Floor
E1045 Office
Arizona | Chilled Beam CB E1046 | Chilled Beam | CB |  |  | BSPB-3243
Phoenix Biomedical Campus
Biosciences Partnership Building
10th Floor
E1046 Office
Arizona | Chilled Beam CB E1047 | Chilled Beam | CB |  |  | BSPB-3244
Phoenix Biomedical Campus
Biosciences Partnership Building
10th Floor
E1047 Office
Arizona | Chilled Beam CB E1048 | Chilled Beam | CB |  |  | BSPB-3245
Phoenix Biomedical Campus
Biosciences Partnership Building
10th Floor
E1048 Office
Arizona | Chilled Beam CB E1049 | Chilled Beam | CB |  |  | BSPB-3246
Phoenix Biomedical Campus
Biosciences Partnership Building
10th Floor
E1049 Office
Arizona | Chilled Beam CB E1050 | Chilled Beam | CB |  |  | BSPB-3247
Phoenix Biomedical Campus
Biosciences Partnership Building
10th Floor
E1050 Office
Arizona | Chilled Beam CB E1051 | Chilled Beam | CB |  |  | BSPB-3202
Phoenix Biomedical Campus
Biosciences Partnership Building
10th Floor
E1051 Office
Arizona | Chilled Beam CB E1055J1 | Chilled Beam | CB |  |  | BSPB-3248
Phoenix Biomedical Campus
Biosciences Partnership Building
10th Floor
E1055J1 Office
Arizona | Chilled Beam CB E1055J2 | Chilled Beam | CB |  |  | BSPB-3249
Phoenix Biomedical Campus
Biosciences Partnership Building
10th Floor
E1055J2 Office
Arizona | Chilled Beam CB E1055J3 | Chilled Beam | CB |  |  | BSPB-3251
Phoenix Biomedical Campus
Biosciences Partnership Building
10th Floor
E1055J3 Office
Arizona | Chilled Beam CB E1055J4 | Chilled Beam | CB |  |  | BSPB-3253
Phoenix Biomedical Campus
Biosciences Partnership Building
10th Floor
E1055J4 Office
Arizona | Chilled Beam CB 10601 | Chilled Beam | CB |  |  | BSPB-3188
Phoenix Biomedical Campus
Biosciences Partnership Building
10th Floor
E1060 Conference Room
Arizona | Chilled Beam CB 10603 | Chilled Beam | CB |  |  | BSPB-3189
Phoenix Biomedical Campus
Biosciences Partnership Building
10th Floor
E1060 Conference Room
Arizona | Chilled Beam CB 10602 | Chilled Beam | CB |  |  | BSPB-32190
Phoenix Biomedical Campus
Biosciences Partnership Building
10th Floor
E1060 Conference Room
Arizona | Chilled Beam CB E1060A1 | Chilled Beam | CB |  |  | BSPB-3193
Phoenix Biomedical Campus
Biosciences Partnership Building
10th Floor
E1060A1 Dean's Reception
Arizona | Chilled Beam CB E1060A2 | Chilled Beam | CB |  |  | BSPB ? -CB E1060A2
Phoenix Biomedical Campus
Biosciences Partnership Building
10th Floor
E1060A2 Dean's Reception
Arizona | Chilled Beam CB E1060A3 | Chilled Beam | CB |  |  | BSPB-####
Phoenix Biomedical Campus
Biosciences Partnership Building
10th Floor
E1060A3 Dean's Reception
Arizona | Chilled Beam CB E1062 | Chilled Beam | CB |  |  | BSPB-3191
Phoenix Biomedical Campus
Biosciences Partnership Building
10th Floor
E1062 Office
Arizona | Chilled Beam CB E1063 | Chilled Beam | CB |  |  | BSPB-3192
Phoenix Biomedical Campus
Biosciences Partnership Building
10th Floor
E1063 Office
Arizona | Chilled Beam CB E1064 | Chilled Beam | CB |  |  | BSPB-3194
Phoenix Biomedical Campus
Biosciences Partnership Building
10th Floor
E1064 Office
Arizona | Chilled Beam CB E1065 | Chilled Beam | CB |  |  | BSPB-3258
Phoenix Biomedical Campus
Biosciences Partnership Building
10th Floor
E1065 Office
Arizona | Chilled Beam CB E1066 | Chilled Beam | CB |  |  | BSPB-3257
Phoenix Biomedical Campus
Biosciences Partnership Building
10th Floor
E1066 Office
Arizona | Chilled Beam CB E1067 | Chilled Beam | CB |  |  | BSPB-3256
Phoenix Biomedical Campus
Biosciences Partnership Building
10th Floor
E1067 Office
Arizona | Chilled Beam CB E1024 | Chilled Beam | CB |  |  | BSPB-3211
Phoenix Biomedical Campus
Biosciences Partnership Building
10th Floor
E1024 Office
Arizona | Chilled Beam CB E1025 | Chilled Beam | CB |  |  | BSPB-3212
Phoenix Biomedical Campus
Biosciences Partnership Building
10th Floor
E1025 Office
Arizona | Chilled Beam CB E1026 | Chilled Beam | CB |  |  | BSPB-3220
Phoenix Biomedical Campus
Biosciences Partnership Building
10th Floor
E1026 Office
Arizona | Chilled Beam CB E1027 | Chilled Beam | CB |  |  | BSPB-3221
Phoenix Biomedical Campus
Biosciences Partnership Building
10th Floor
E1027 Office
Arizona | Chilled Beam CB E1028 | Chilled Beam | CB |  |  | BSPB-3223
Phoenix Biomedical Campus
Biosciences Partnership Building
10th Floor
E1028 Office
Arizona | Chilled Beam CB E1029 | Chilled Beam | CB |  |  | BSPB-3224
Phoenix Biomedical Campus
Biosciences Partnership Building
10th Floor
E1029 Office
Arizona | Chilled Beam CB E1030 | Chilled Beam | CB |  |  | BSPB-3274
Phoenix Biomedical Campus
Biosciences Partnership Building
10th Floor
E1030 Office
Arizona | Chilled Beam CB E1031 | Chilled Beam | CB |  |  | BSPB-3206
Phoenix Biomedical Campus
Biosciences Partnership Building
10th Floor
E1031 Office
Arizona | Chilled Beam CB E1035J1 | Chilled Beam | CB |  |  | BSPB-3229
Phoenix Biomedical Campus
Biosciences Partnership Building
10th Floor
E1035J1
Arizona | Chilled Beam CB E1035J2 | Chilled Beam | CB |  |  | BSPB-3228
Phoenix Biomedical Campus
Biosciences Partnership Building
10th Floor
E1035J2
Arizona | Chilled Beam CB E1035J3 | Chilled Beam | CB |  |  | BSPB-3223?
Phoenix Biomedical Campus
Biosciences Partnership Building
10th Floor
E1035J3
Arizona | Chilled Beam CB E1035J4 | Chilled Beam | CB |  |  | BSBP-3217
Phoenix Biomedical Campus
Biosciences Partnership Building
10th Floor
E1035J4
Arizona | Chilled Beam CB E1040 | Chilled Beam | CB |  |  | BSPB-3217
Phoenix Biomedical Campus
Biosciences Partnership Building
10th Floor
E1040 IDF Room
Arizona | Chilled Beam CB E100S1 | Chilled Beam | CB |  |  | BSPB-3302
Phoenix Biomedical Campus
Biosciences Partnership Building
10th Floor
E100S1 Work Room
Arizona | Chilled Beam CB E1010 | Chilled Beam | CB |  |  | BSPB-3292
Phoenix Biomedical Campus
Biosciences Partnership Building
10th Floor
E1010 Office
Arizona | Chilled Beam CB E1010A3 | Chilled Beam | CB |  |  | BSPB-3200
Phoenix Biomedical Campus
Biosciences Partnership Building
10th Floor
E1010A3 Open Office Area
Arizona | Chilled Beam CB E1010A2 | Chilled Beam | CB |  |  | BSPB-3204
Phoenix Biomedical Campus
Biosciences Partnership Building
10th Floor
E1010A2 Open Office Area
Arizona | Chilled Beam CB E1010A4 | Chilled Beam | CB |  |  | BSPB-3201
Phoenix Biomedical Campus
Biosciences Partnership Building
10th Floor
E1010A4 Open Office Area
Arizona | Chilled Beam CB E1010A7 | Chilled Beam | CB |  |  | BSPB-3275
Phoenix Biomedical Campus
Biosciences Partnership Building
10th Floor
E1010A7 Reception
Arizona | Chilled Beam CB E1011 | Chilled Beam | CB |  |  | BSPB-3291
Phoenix Biomedical Campus
Biosciences Partnership Building
10th Floor
E1011 Office
Arizona | Chilled Beam CB E1012 | Chilled Beam | CB |  |  | BSPB-3290
Phoenix Biomedical Campus
Biosciences Partnership Building
10th Floor
E1012 Office
Arizona | Chilled Beam CB E1015C1 | Chilled Beam | CB |  |  | BSPB-3276
Phoenix Biomedical Campus
Biosciences Partnership Building
10th Floor
E1015C1
Arizona | Chilled Beam CB E1015C2 | Chilled Beam | CB |  |  | BSPB-3277
Phoenix Biomedical Campus
Biosciences Partnership Building
10th Floor
E1015C2
Arizona | Chilled Beam CB E1015C3 | Chilled Beam | CB |  |  | BSPB-3280
Phoenix Biomedical Campus
Biosciences Partnership Building
10th Floor
E1015C3
Arizona | Chilled Beam CB E1015C4 | Chilled Beam | CB |  |  | BSPB-3282
Phoenix Biomedical Campus
Biosciences Partnership Building
10th Floor
E1015C4
Arizona | Chilled Beam CB E1020 | Chilled Beam | CB |  |  | BSPB-3207
Phoenix Biomedical Campus
Biosciences Partnership Building
10th Floor
E1020 Office
Arizona | Chilled Beam CB E1021 | Chilled Beam | CB |  |  | BSPB-3208
Phoenix Biomedical Campus
Biosciences Partnership Building
10th Floor
E1021 Room
Arizona | Chille Beam CB E1010A1 | Chilled Beam | CB |  |  | BSPB-3205
Phoenix Biomedical Campus
Biosciences Partnership Building
10th Floor
E1010A1 Open Office Area
Arizona | Chilled Beam CB E1022 | Chilled Beam | CB |  |  | BSPB-3209
Phoenix Biomedical Campus
Biosciences Partnership Building
10th Floor
E1022 Office
Arizona | Chilled Beam CB E1023 | Chilled Beam | CB |  |  | BSPB-3210
Phoenix Biomedical Campus
Biosciences Partnership Building
10th Floor
E1023 Office
Arizona | Chilled Beam - CB-3001 | Chilled Beam | CB |  |  | BSPB-3143
Phoenix Biomedical Campus
Biosciences Partnership Building
3rd Floor
E300 Circulation / Corridor
E307 Meeting Room
Arizona | Chilled Beam - CB-3002 | Chilled Beam | CB |  |  | BSPB-3144
Phoenix Biomedical Campus
Biosciences Partnership Building
3rd Floor
E300 Circulation / Corridor
E307 Meeting Room
Arizona | Chilled Beam - CB-3003 | Chilled Beam | CB |  |  | BSPB-3145
Phoenix Biomedical Campus
Biosciences Partnership Building
3rd Floor
E300 Circulation / Corridor
E307 Meeting Room
Arizona | Chilled Beam - CB-3004 | Chilled Beam | CB |  |  | BSPB-3146
Phoenix Biomedical Campus
Biosciences Partnership Building
3rd Floor
E300 Circulation / Corridor
E311 Office
Arizona | Chilled Beam - CB-3005 | Chilled Beam | CB |  |  | BSPB-3149
Phoenix Biomedical Campus
Biosciences Partnership Building
3rd Floor
E300 Circulation / Corridor
E312 Office
Arizona | Chilled Beam - CB-3006 | Chilled Beam | CB |  |  | BSPB-3150
Phoenix Biomedical Campus
Biosciences Partnership Building
3rd Floor
E300 Circulation / Corridor
E313 Team Room
Arizona | Chilled Beam - CB-3007 | Chilled Beam | CB |  |  | BSPB-3151
Phoenix Biomedical Campus
Biosciences Partnership Building
3rd Floor
E300 Circulation / Corridor
E315 Office
Arizona | Chilled Beam CB E1068 | Chilled Beam | CB |  |  | BSPB-3255
Phoenix Biomedical Campus
Biosciences Partnership Building
10th Floor
E1068 Office
Arizona | Chilled Beam CB E1070 | Chilled Beam | CB |  |  | BSPB-3260
Phoenix Biomedical Campus
Biosciences Partnership Building
10th Floor
E1070 Office
Arizona | Chilled Beam CB E1077 | Chilled Beam | CB |  |  | BSPB-3239
Phoenix Biomedical Campus
Biosciences Partnership Building
10th Floor
E1077 Office
Arizona | Chilled Beam CB E1078 | Chilled Beam | CB |  |  | BSPB-3238
Phoenix Biomedical Campus
Biosciences Partnership Building
10th Floor
E1078 Office
Arizona | Chilled Beam CB E1079 | Chilled Beam | CB |  |  | BSPB-3237
Phoenix Biomedical Campus
Biosciences Partnership Building
10th Floor
E1079 Office
Arizona | Chilled Beam CB E1080 | Chilled Beam | CB |  |  | BSPB-3216
Phoenix Biomedical Campus
Biosciences Partnership Building
10th Floor
E1080 Office
Arizona | Chilled Beam CB E1081 | Chilled Beam | CB |  |  | BSPB-3215
Phoenix Biomedical Campus
Biosciences Partnership Building
10th Floor
E1081 Office
Arizona | Chilled Beam CB E1082 | Chilled Beam | CB |  |  | BSPB-3214
Phoenix Biomedical Campus
Biosciences Partnership Building
10th Floor
E1082 Office
Arizona | Chilled Beam CB E1085 | Chilled Beam | CB |  |  | BSPB-3286
Phoenix Biomedical Campus
Biosciences Partnership Building
10th Floor
E1085 Office
Arizona | Chilled Beam CB E1076 | Chilled Beam | CB |  |  | BSPB-3240
Phoenix Biomedical Campus
Biosciences Partnership Building
10th Floor
E1076 Office
Arizona | Chilled Beam CB E1083 | Chilled Beam | CB |  |  | BSPB-3213
Phoenix Biomedical Campus
Biosciences Partnership Building
10th Floor
E1083 Office
Arizona | Chilled Beam CB E1084 | Chilled Beam | CB |  |  | BSPB-3287
Phoenix Biomedical Campus
Biosciences Partnership Building
10th Floor
E1084 Office
Arizona | Chilled Beam CB E1086 | Chilled Beam | CB |  |  | BSPB-3288
Phoenix Biomedical Campus
Biosciences Partnership Building
10th Floor
E1086 Office
Arizona | Chilled Beam CB E1087 | Chilled Beam | CB |  |  | BSPB-3299
Phoenix Biomedical Campus
Biosciences Partnership Building
10th Floor
E1087 Office
Arizona | Chilled Beam CB E1088/E1088E | Chilled Beam | CB |  |  | BSPB-3300
Phoenix Biomedical Campus
Biosciences Partnership Building
10th Floor
E1088 Office
Arizona | Chilled Beam CB E1088A | Chilled Beam | CB |  |  | BSPB-3197
Phoenix Biomedical Campus
Biosciences Partnership Building
10th Floor
E1088A Conference Room
Arizona | Chilled Beam CB E1088C | Chilled Beam | CB |  |  | BSPB-3198
Phoenix Biomedical Campus
Biosciences Partnership Building
10th Floor
E1088C Conference Room
Arizona | Chilled Beam CB E1088D | Chilled Beam | CB |  |  | BSPB-3199
Phoenix Biomedical Campus
Biosciences Partnership Building
10th Floor
E1088D Conference Room
Arizona | Chilled Beam - CB-3139 | Chilled Beam | CB |  |  | BSPB-3139
Phoenix Biomedical Campus
Biosciences Partnership Building
3rd Floor
E300 Circulation / Corridor
E324 Workstation
Arizona | Chilled Beam - CB-3026 | Chilled Beam | CB |  |  | BSPB-3138
Phoenix Biomedical Campus
Biosciences Partnership Building
3rd Floor
E300 Circulation / Corridor
E324 Workstation
Arizona | Chilled Beam - CB-3027 | Chilled Beam | CB |  |  | BSPB-3137
Phoenix Biomedical Campus
Biosciences Partnership Building
3rd Floor
E300 Circulation / Corridor
E324 Workstation
Arizona | Chilled Beam - CB-3028 | Chilled Beam | CB |  |  | BSPB-3136
Phoenix Biomedical Campus
Biosciences Partnership Building
3rd Floor
E300 Circulation / Corridor
E324 Workstation
Arizona | Chilled Beam - CB-3029 | Chilled Beam | CB |  |  | BSPB-3135
Phoenix Biomedical Campus
Biosciences Partnership Building
3rd Floor
E300 Circulation / Corridor
E324 Workstation
Arizona | Chilled Beam - CB-3030 | Chilled Beam | CB |  |  | BSPB-3134
Phoenix Biomedical Campus
Biosciences Partnership Building
3rd Floor
E300 Circulation / Corridor
E324 Workstation
Arizona | Chilled Beam - CB-3031 | Chilled Beam | CB |  |  | BSPB-3133
Phoenix Biomedical Campus
Biosciences Partnership Building
3rd Floor
E300 Circulation / Corridor
E324 Workstation
Arizona | Chilled Beam - CB-3009 | Chilled Beam | CB |  |  | BSPB-3153
Phoenix Biomedical Campus
Biosciences Partnership Building
3rd Floor
E300 Circulation / Corridor
E317 Office
Arizona | Chilled Beam - CB-3010 | Chilled Beam | CB |  |  | BSPB-3154
Phoenix Biomedical Campus
Biosciences Partnership Building
3rd Floor
E300 Circulation / Corridor
E317 Office
Arizona | Chilled Beam - CB-3011 | Chilled Beam | CB |  |  | BSPB-3155
Phoenix Biomedical Campus
Biosciences Partnership Building
3rd Floor
E300 Circulation / Corridor
E319 Huddle Room
Arizona | Chilled Beam - CB-3012 | Chilled Beam | CB |  |  | BSPB-3156
Phoenix Biomedical Campus
Biosciences Partnership Building
3rd Floor
E300 Circulation / Corridor
E320 Office
Arizona | Chilled Beam - CB-3013 | Chilled Beam | CB |  |  | BSPB-3157
Phoenix Biomedical Campus
Biosciences Partnership Building
3rd Floor
E300 Circulation / Corridor
E321 Office
Arizona | Chilled Beam - CB-3014 | Chilled Beam | CB |  |  | BSPB-3158
Phoenix Biomedical Campus
Biosciences Partnership Building
3rd Floor
E300 Circulation / Corridor
E322 Office
Arizona | Chilled Beam - CB-3008 | Chilled Beam | CB |  |  | BSPB-3152
Phoenix Biomedical Campus
Biosciences Partnership Building
3rd Floor
E300 Circulation / Corridor
E316 Office
Arizona | Chilled Beam - CB-3015 | Chilled Beam | CB |  |  | BSPB-3159
Phoenix Biomedical Campus
Biosciences Partnership Building
3rd Floor
E300 Circulation / Corridor
E323 Office
Arizona | Chilled Beam - CB-3016 | Chilled Beam | CB |  |  | BSPB-3160
Phoenix Biomedical Campus
Biosciences Partnership Building
3rd Floor
E300 Circulation / Corridor
E325 Team Room
Arizona | Chilled Beam - CB-3036 | Chilled Beam | CB |  |  | BSPB-3121
Phoenix Biomedical Campus
Biosciences Partnership Building
3rd Floor
E300S3 Equipment Corridor
E330 Open Lab
Arizona | Chilled Beam - CB-3037 | Chilled Beam | CB |  |  | BSPB-3122
Phoenix Biomedical Campus
Biosciences Partnership Building
3rd Floor
E300S3 Equipment Corridor
E330 Open Lab
Arizona | Chilled Beam - CB-3038 | Chilled Beam | CB |  |  | BSPB-3123
Phoenix Biomedical Campus
Biosciences Partnership Building
3rd Floor
E300S3 Equipment Corridor
E330 Open Lab
Arizona | Chilled Beam - CB-3048 | Chilled Beam | CB |  |  | BSPB-3111
Phoenix Biomedical Campus
Biosciences Partnership Building
3rd Floor
E300S3 Equipment Corridor
E330 Open Lab
Arizona | Chilled Beam - CB-3049 | Chilled Beam | CB |  |  | BSPB-3110
Phoenix Biomedical Campus
Biosciences Partnership Building
3rd Floor
E300S3 Equipment Corridor
E330 Open Lab
Arizona | Chilled Beam - CB-3050 | Chilled Beam | CB |  |  | BSPB-3109
Phoenix Biomedical Campus
Biosciences Partnership Building
3rd Floor
E300S3 Equipment Corridor
E330 Open Lab
Arizona | Chilled Beam - CB-3039 | Chilled Beam | CB |  |  | BSPB-3124
Phoenix Biomedical Campus
Biosciences Partnership Building
3rd Floor
E300S3 Equipment Corridor
E330 Open Lab
Arizona | Chilled Beam - CB-3040 | Chilled Beam | CB |  |  | BSPB-3125
Phoenix Biomedical Campus
Biosciences Partnership Building
3rd Floor
E300S3 Equipment Corridor
E330 Open Lab
Arizona | Chilled Beam - CB-3041 | Chilled Beam | CB |  |  | BSPB-3126
Phoenix Biomedical Campus
Biosciences Partnership Building
3rd Floor
E300S3 Equipment Corridor
E330 Open Lab
Arizona | Chilled Beam - CB-3042 | Chilled Beam | CB |  |  | BSPB-3127
Phoenix Biomedical Campus
Biosciences Partnership Building
3rd Floor
E300S3 Equipment Corridor
E330 Open Lab
Arizona | Chilled Beam - CB-3043 | Chilled Beam | CB |  |  | BSPB-3128
Phoenix Biomedical Campus
Biosciences Partnership Building
3rd Floor
E300S3 Equipment Corridor
E330 Open Lab
Arizona | Chilled Beam - CB-3051 | Chilled Beam | CB |  |  | BSPB-3108
Phoenix Biomedical Campus
Biosciences Partnership Building
3rd Floor
E300S3 Equipment Corridor
E330 Open Lab
Arizona | Chilled Beam - CB-3052 | Chilled Beam | CB |  |  | BSPB-3107
Phoenix Biomedical Campus
Biosciences Partnership Building
3rd Floor
E300S3 Equipment Corridor
E330 Open Lab
Arizona | Chilled Beam - CB-3053 | Chilled Beam | CB |  |  | BSPB-3106
Phoenix Biomedical Campus
Biosciences Partnership Building
3rd Floor
E300S3 Equipment Corridor
E330 Open Lab
Arizona | Chilled Beam CB 3054 | Chilled Beam | CB |  |  | BSPB-3105
Phoenix Biomedical Campus
Biosciences Partnership Building
3rd Floor
E300S3 Equipment Corridor
E330 Open Lab
Arizona | Chilled Beam - CB-3055 | Chilled Beam | CB |  |  | BSPB-3104
Phoenix Biomedical Campus
Biosciences Partnership Building
3rd Floor
E300S3 Equipment Corridor
E330 Open Lab
Arizona | Chilled Beam - CB-3022 | Chilled Beam | CB |  |  | BSPB-3142
Phoenix Biomedical Campus
Biosciences Partnership Building
3rd Floor
E300 Circulation / Corridor
E314 Workstation
Arizona | Chilled Beam - CB-3023 | Chilled Beam | CB |  |  | BSPB-3141
Phoenix Biomedical Campus
Biosciences Partnership Building
3rd Floor
E300 Circulation / Corridor
E314 Workstation
Arizona | Chilled Beam - CB-3024 | Chilled Beam | CB |  |  | BSPB-3140
Phoenix Biomedical Campus
Biosciences Partnership Building
3rd Floor
E300 Circulation / Corridor
E314 Workstation
Arizona | Chilled Beam - CB-3017 | Chilled Beam | CB |  |  | BSPB-3162
Phoenix Biomedical Campus
Biosciences Partnership Building
3rd Floor
E300 Circulation / Corridor
E326 Office
Arizona | Chilled Beam - CB-3018 | Chilled Beam | CB |  |  | BSPB-3163
Phoenix Biomedical Campus
Biosciences Partnership Building
3rd Floor
E300 Circulation / Corridor
E327 Office
Arizona | Chilled Beam - CB-3019 | Chilled Beam | CB |  |  | BSPB-3164
Phoenix Biomedical Campus
Biosciences Partnership Building
3rd Floor
E300 Circulation / Corridor
E328 Workstation
Arizona | Chilled Beam - CB-3021 | Chilled Beam | CB |  |  | BSPB-3131
Phoenix Biomedical Campus
Biosciences Partnership Building
3rd Floor
E300 Circulation / Corridor
E328 Workstation
Arizona | Chilled Beam CB 3020 | Chilled Beam | CB |  |  | BSPB-3132
Phoenix Biomedical Campus
Biosciences Partnership Building
3rd Floor
E300 Circulation / Corridor
E328 Workstation
Arizona | Chilled Beam CB E741 | Chilled Beam | CB | Price | Not Accessible | BSPB-2116
Phoenix Biomedical Campus
Biosciences Partnership Building
7th Floor
E700S1 Circulation / Corridor
Arizona | Chilled Beam CB E7802 | Chilled Beam | CB | Price | Not Accessible | BSPB-2197
Phoenix Biomedical Campus
Biosciences Partnership Building
7th Floor
E780 Equipment Corridor
Arizona | Chilled Beam CB E7801 | Chilled Beam | CB | Price | Not Accessible | BSPB-2198
Phoenix Biomedical Campus
Biosciences Partnership Building
7th Floor
E780 Equipment Corridor
Arizona | Chilled Beam CB E7702 | Chilled Beam | CB | Price | Not Accessible | BSPB-2199
Phoenix Biomedical Campus
Biosciences Partnership Building
7th Floor
E770 Equipment Corridor
Arizona | Chilled Beam CB E7701 | Chilled Beam | CB | Price | Not Accessible | BSPB-2200
Phoenix Biomedical Campus
Biosciences Partnership Building
7th Floor
E770 Equipment Corridor
Arizona | Chilled Beam CB E7602 | Chilled Beam | CB | Price | Not Accessible | BSPB-2201
Phoenix Biomedical Campus
Biosciences Partnership Building
7th Floor
E760 Equipment Corridor
Arizona | Chilled Beam CB E7601 | Chilled Beam | CB | Price | Not Accessible | BSPB-2202
Phoenix Biomedical Campus
Biosciences Partnership Building
7th Floor
E760 Equipment Corridor
Arizona | Chilled Beam CB E7502 | Chilled Beam | CB | Price | Not Accessible | BSPB-2203
Phoenix Biomedical Campus
Biosciences Partnership Building
7th Floor
E750 Equipment Corridor
Arizona | Chilled Beam CB E7501 | Chilled Beam | CB | Price | Not Accessible | BSPB-2204
Phoenix Biomedical Campus
Biosciences Partnership Building
7th Floor
E750 Equipment Corridor
Arizona | Chilled Beam CB E618 | Chilled Beam | CB | Price | Not Accessible | BSPB-2308
Phoenix Biomedical Campus
Biosciences Partnership Building
6th Floor
E618 Office
Arizona | Chilled Beam CB E619 | Chilled Beam | CB | Price | Not Accessible | BSPB-2306
Phoenix Biomedical Campus
Biosciences Partnership Building
6th Floor
E619 Office
Arizona | Chilled Beam CB E621 | Chilled Beam | CB | Price | Not Accessible | BSPB-2303
Phoenix Biomedical Campus
Biosciences Partnership Building
6th Floor
E621 Workroom
Arizona | Chilled Beam CB E620 | Chilled Beam | CB | Price | Not Accessible | BSPB-2304
Phoenix Biomedical Campus
Biosciences Partnership Building
6th Floor
E620 Office
Arizona | Chilled Beam CB E6157 | Chilled Beam | CB | Price | Not Accessible | BSPB-2315
Phoenix Biomedical Campus
Biosciences Partnership Building
6th Floor
E615 Open Cubicles
Arizona | Chilled Beam CB E6156 | Chilled Beam | CB | Price | Not Accessible | BSPB-2316
Phoenix Biomedical Campus
Biosciences Partnership Building
6th Floor
E615 Open Cubicles
Arizona | Chilled Beam CB E6155 | Chilled Beam | CB | Price | Not Accessible | BSPB-2317
Phoenix Biomedical Campus
Biosciences Partnership Building
6th Floor
E615 Open Cubicles
Arizona | Chilled Beam CB E6154 | Chilled Beam | CB | Price | Not Accessible | BSPB-2318
Phoenix Biomedical Campus
Biosciences Partnership Building
6th Floor
E615 Open Cubicles
Arizona | Chilled Beam CB E6153 | Chilled Beam | CB | Price | Not Accessible | BSPB-2319
Phoenix Biomedical Campus
Biosciences Partnership Building
6th Floor
E615 Open Cubicles
Arizona | Chilled Beam CB E6152 | Chilled Beam | CB | Price | Not Accessible | BSPB-2320
Phoenix Biomedical Campus
Biosciences Partnership Building
6th Floor
E615 Open Cubicles
Arizona | Chilled Beam CB E6151 | Chilled Beam | CB | Price | Not Accessible | BSPB-2321
Phoenix Biomedical Campus
Biosciences Partnership Building
6th Floor
E615 Open Cubicles
Arizona | Chilled Beam CB E614 | Chilled Beam | CB | Price | Not Accessible | BSPB-2322
Phoenix Biomedical Campus
Biosciences Partnership Building
6th Floor
E614 Office
Arizona | Chilled Beam CB E9153 | Chilled Beam | CB | Price | Not Accessible | BSPB-2429
Phoenix Biomedical Campus
Biosciences Partnership Building
9th Floor
E930 Open Office Area
Arizona | Chilled Beam CB E9157 | Chilled Beam | CB | Price | Not Accessible | BSPB-2421
Phoenix Biomedical Campus
Biosciences Partnership Building
9th Floor
E930 Open Office Area
Arizona | Chilled Beam CB E9156 | Chilled Beam | CB | Price | Not Accessible | BSPB-2422
Phoenix Biomedical Campus
Biosciences Partnership Building
9th Floor
E930 Open Office Area
Arizona | Chilled Beam CB E9155 | Chilled Beam | CB | Price | Not Accessible | BSPB-2423
Phoenix Biomedical Campus
Biosciences Partnership Building
9th Floor
E930 Open Office Area
Arizona | Chilled Beam CB E9154 | Chilled Beam | CB | Price | Not Accessible | BSPB-2424
Phoenix Biomedical Campus
Biosciences Partnership Building
9th Floor
E930 Open Office Area
Arizona | Chilled Beam CB E9152 | Chilled Beam | CB | Price | Not Accessible | BSPB-2425
Phoenix Biomedical Campus
Biosciences Partnership Building
9th Floor
E930 Open Office Area
Arizona | Chilled Beam CB E9151 | Chilled Beam | CB | Price | Not Accessible | BSPB-2426
Phoenix Biomedical Campus
Biosciences Partnership Building
9th Floor
E930 Open Office Area
Arizona | Chilled Beam CB E641 | Chilled Beam | CB | Price | Not Accessible | BSPB-2380
Phoenix Biomedical Campus
Biosciences Partnership Building
6th Floor
E600S1 Circulation / Corridor
Arizona | Chilled Beam CB E9101 | Chilled Beam | CB | Price | Not Accessible | BSPB-2412-CBE9101
Phoenix Biomedical Campus
Biosciences Partnership Building
9th Floor
E930 Open Office Area
Arizona | Chilled Beam CB E91010 | Chilled Beam | CB | Price | Not Accessible | BSPB-2412-CBE91010
Phoenix Biomedical Campus
Biosciences Partnership Building
9th Floor
E930 Open Office Area
Arizona | Chilled Beam CB E91011 | Chilled Beam | CB | Price | Not Accessible | BSPB-2412-CBE91011
Phoenix Biomedical Campus
Biosciences Partnership Building
9th Floor
E930 Open Office Area
Arizona | Chilled Beam CB E9102 | Chilled Beam | CB | Price | Not Accessible | BSPB-2412-CBE9102
Phoenix Biomedical Campus
Biosciences Partnership Building
9th Floor
E930 Open Office Area
Arizona | Chilled Beam CB E9103 | Chilled Beam | CB | Price | Not Accessible | BSPB-2412-CBE9103
Phoenix Biomedical Campus
Biosciences Partnership Building
9th Floor
E930 Open Office Area
Arizona | Chilled Beam CB E9104 | Chilled Beam | CB | Price | Not Accessible | BSPB-2412-CBE9104
Phoenix Biomedical Campus
Biosciences Partnership Building
9th Floor
E930 Open Office Area
Arizona | Chilled Beam CB E9105 | Chilled Beam | CB | Price | Not Accessible | BSPB-2412-CBE9105
Phoenix Biomedical Campus
Biosciences Partnership Building
9th Floor
E930 Open Office Area
Arizona | Chilled Beam CB E9106 | Chilled Beam | CB | Price | Not Accessible | BSPB-2412-CBE9106
Phoenix Biomedical Campus
Biosciences Partnership Building
9th Floor
E930 Open Office Area
Arizona | Chilled Beam CB E9107 | Chilled Beam | CB | Price | Not Accessible | BSPB-2412-CBE9107
Phoenix Biomedical Campus
Biosciences Partnership Building
9th Floor
E930 Open Office Area
Arizona | Chilled Beam CB E9108 | Chilled Beam | CB | Price | Not Accessible | BSPB-2412-CBE9108
Phoenix Biomedical Campus
Biosciences Partnership Building
9th Floor
E930 Open Office Area
Arizona | Chilled Beam CB E9109 | Chilled Beam | CB | Price | Not Accessible | BSPB-2412-CBE9109
Phoenix Biomedical Campus
Biosciences Partnership Building
9th Floor
E930 Open Office Area
Arizona | Chilled Beam CB E617 | Chilled Beam | CB | Price | Not Accessible | BSPB-2309
Phoenix Biomedical Campus
Biosciences Partnership Building
6th Floor
E617 Office
Arizona | Chilled Beam CB 6162 | Chilled Beam | CB | Price | Not Accessible | BSPB-2311
Phoenix Biomedical Campus
Biosciences Partnership Building
6th Floor
E616 Team Room
Arizona | Chilled Beam CB 6161 | Chilled Beam | CB | Price | Not Accessible | BSPB-2312
Phoenix Biomedical Campus
Biosciences Partnership Building
6th Floor
E616 Team Room
Arizona | Chilled Beam CB E613 | Chilled Beam | CB | Price | Not Accessible | BSPB-2324
Phoenix Biomedical Campus
Biosciences Partnership Building
6th Floor
E613 Office
Arizona | Chilled Beam CB E612 | Chilled Beam | CB | Price | Not Accessible | BSPB-2325
Phoenix Biomedical Campus
Biosciences Partnership Building
6th Floor
E612 Office
Arizona | Chilled Beam CB E611 | Chilled Beam | CB | Price | Not Accessible | BSPB-2326
Phoenix Biomedical Campus
Biosciences Partnership Building
6th Floor
E611 Office
Arizona | Chilled Beam CB E6034 | Chilled Beam | CB | Price | Not Accessible | BSPB-2327
Phoenix Biomedical Campus
Biosciences Partnership Building
6th Floor
E607 Meeting Room
Arizona | Chilled Beam CB E6033 | Chilled Beam | CB | Price | Not Accessible | BSPB-2328
Phoenix Biomedical Campus
Biosciences Partnership Building
6th Floor
E607 Meeting Room
Arizona | Chilled Beam CB E6032 | Chilled Beam | CB | Price | Not Accessible | BSPB-2329
Phoenix Biomedical Campus
Biosciences Partnership Building
6th Floor
E607 Meeting Room
Arizona | Chilled Beam CB E6101 | Chilled Beam | CB | Price | Not Accessible | BSPB-2332-CBE6101
Phoenix Biomedical Campus
Biosciences Partnership Building
6th Floor
E610 Write Up Stations
Arizona | Chilled Beam CB E61010 | Chilled Beam | CB | Price | Not Accessible | BSPB-2332-CBE61010
Phoenix Biomedical Campus
Biosciences Partnership Building
6th Floor
E610 Write Up Stations
Arizona | Chilled Beam CB E61011 | Chilled Beam | CB | Price | Not Accessible | BSPB-2332-CBE61011
Phoenix Biomedical Campus
Biosciences Partnership Building
6th Floor
E610 Write Up Stations
Arizona | Chilled Beam CB E6102 | Chilled Beam | CB | Price | Not Accessible | BSPB-2332-CBE6102
Phoenix Biomedical Campus
Biosciences Partnership Building
6th Floor
E610 Write Up Stations
Arizona | Chilled Beam CB E6103 | Chilled Beam | CB | Price | Not Accessible | BSPB-2332-CBE6103
Phoenix Biomedical Campus
Biosciences Partnership Building
6th Floor
E610 Write Up Stations
Arizona | Chilled Beam CB E6104 | Chilled Beam | CB | Price | Not Accessible | BSPB-2332-CBE6104
Phoenix Biomedical Campus
Biosciences Partnership Building
6th Floor
E610 Write Up Stations
Arizona | Chilled Beam CB E6105 | Chilled Beam | CB | Price | Not Accessible | BSPB-2332-CBE6105
Phoenix Biomedical Campus
Biosciences Partnership Building
6th Floor
E610 Write Up Stations
Arizona | Chilled Beam CB E6106 | Chilled Beam | CB | Price | Not Accessible | BSPB-2332-CBE6106
Phoenix Biomedical Campus
Biosciences Partnership Building
6th Floor
E610 Write Up Stations
Arizona | Chilled Beam CB E6107 | Chilled Beam | CB | Price | Not Accessible | BSPB-2332-CBE6107
Phoenix Biomedical Campus
Biosciences Partnership Building
6th Floor
E610 Write Up Stations
Arizona | Chilled Beam CB E6108 | Chilled Beam | CB | Price | Not Accessible | BSPB-2332-CBE6108
Phoenix Biomedical Campus
Biosciences Partnership Building
6th Floor
E610 Write Up Stations
Arizona | Chilled Beam CB E6109 | Chilled Beam | CB | Price | Not Accessible | BSPB-2332-CBE6109
Phoenix Biomedical Campus
Biosciences Partnership Building
6th Floor
E610 Write Up Stations
Arizona | Chilled Beam CB E6031 | Chilled Beam | CB | Price | Not Accessible | BSPB-2330
Phoenix Biomedical Campus
Biosciences Partnership Building
6th Floor
E607 Meeting Room
Arizona | Chilled Beam CB E6307 | Chilled Beam | CB | Price | Not Accessible | BSPB-2333
Phoenix Biomedical Campus
Biosciences Partnership Building
6th Floor
E630C Open Lab Bays
Arizona | Chilled Beam CB E6308 | Chilled Beam | CB | Price | Not Accessible | BSPB-2334
Phoenix Biomedical Campus
Biosciences Partnership Building
6th Floor
E630C Open Lab Bays
Arizona | Chilled Beam CB E63010 | Chilled Beam | CB | Price | Not Accessible | BSPB-2336
Phoenix Biomedical Campus
Biosciences Partnership Building
6th Floor
E630C Open Lab Bays
Arizona | Chilled Beam CB E63011 | Chilled Beam | CB | Price | Not Accessible | BSPB-2337
Phoenix Biomedical Campus
Biosciences Partnership Building
6th Floor
E630C Open Lab Bays
Arizona | Chilled Beam CB E63012 | Chilled Beam | CB | Price | Not Accessible | BSPB-2338
Phoenix Biomedical Campus
Biosciences Partnership Building
6th Floor
E630C Open Lab Bays
Arizona | Chilled Beam CB E63019 | Chilled Beam | CB | Price | Not Accessible | BSPB-2339
Phoenix Biomedical Campus
Biosciences Partnership Building
6th Floor
E630C Open Lab Bays
Arizona | Chilled Beam CB E63020 | Chilled Beam | CB | Price | Not Accessible | BSPB-2340
Phoenix Biomedical Campus
Biosciences Partnership Building
6th Floor
E630C Open Lab Bays
Arizona | Chilled Beam CB E63021 | Chilled Beam | CB | Price | Not Accessible | BSPB-2341
Phoenix Biomedical Campus
Biosciences Partnership Building
6th Floor
E630C Open Lab Bays
Arizona | Chilled Beam CB E63022 | Chilled Beam | CB | Price | Not Accessible | BSPB-2342
Phoenix Biomedical Campus
Biosciences Partnership Building
6th Floor
E630C Open Lab Bays
Arizona | Chilled Beam CB E63023 | Chilled Beam | CB | Price | Not Accessible | BSPB-2343
Phoenix Biomedical Campus
Biosciences Partnership Building
6th Floor
E630C Open Lab Bays
Arizona | Chilled Beam CB E63024 | Chilled Beam | CB | Price | Not Accessible | BSPB-2344
Phoenix Biomedical Campus
Biosciences Partnership Building
6th Floor
E630C Open Lab Bays
Arizona | Chilled Beam CB E6802 | Chilled Beam | CB | Price | Not Accessible | BSPB-2359
Phoenix Biomedical Campus
Biosciences Partnership Building
6th Floor
E680 Equipment Corridor
Arizona | Chilled Beam CB E6801 | Chilled Beam | CB | Price | Not Accessible | BSPB-2360
Phoenix Biomedical Campus
Biosciences Partnership Building
6th Floor
E680 Equipment Corridor
Arizona | Chilled Beam CB E6702 | Chilled Beam | CB | Price | Not Accessible | BSPB-2361
Phoenix Biomedical Campus
Biosciences Partnership Building
6th Floor
E670 Equipment Corridor
Arizona | Chilled Beam CB E6701 | Chilled Beam | CB | Price | Not Accessible | BSPB-2362
Phoenix Biomedical Campus
Biosciences Partnership Building
6th Floor
E670 Equipment Corridor
Arizona | Chilled Beam CB E6602 | Chilled Beam | CB | Price | Not Accessible | BSPB-2363
Phoenix Biomedical Campus
Biosciences Partnership Building
6th Floor
E660 Equipment Corridor
Arizona | Chilled Beam CB E6601 | Chilled Beam | CB | Price | Not Accessible | BSPB-2364
Phoenix Biomedical Campus
Biosciences Partnership Building
6th Floor
E660 Equipment Corridor
Arizona | Chilled Beam CB E6332 | Chilled Beam | CB | Price | Not Accessible | BSPB-2367
Phoenix Biomedical Campus
Biosciences Partnership Building
6th Floor
E630B Biology Lab
Arizona | Chilled Beam CB E6331 | Chilled Beam | CB | Price | Not Accessible | BSPB-2368
Phoenix Biomedical Campus
Biosciences Partnership Building
6th Floor
E630B Biology Lab
Arizona | Chilled Beam CB E6333 | Chilled Beam | CB | Price | Not Accessible | BSPB-2369
Phoenix Biomedical Campus
Biosciences Partnership Building
6th Floor
E630B Biology Lab
Arizona | Chilled Beam CB E6334 | Chilled Beam | CB | Price | Not Accessible | BSPB-2370
Phoenix Biomedical Campus
Biosciences Partnership Building
6th Floor
E630B Biology Lab
Arizona | Chilled Beam CB E6322 | Chilled Beam | CB | Price | Not Accessible | BSPB-2371
Phoenix Biomedical Campus
Biosciences Partnership Building
6th Floor
E630A Electronics Lab
Arizona | Chilled Beam CB E6321 | Chilled Beam | CB | Price | Not Accessible | BSPB-2372
Phoenix Biomedical Campus
Biosciences Partnership Building
6th Floor
E630A Electronics Lab
Arizona | Chilled Beam CB E6323 | Chilled Beam | CB | Price | Not Accessible | BSPB-2373
Phoenix Biomedical Campus
Biosciences Partnership Building
6th Floor
E630A Electronics Lab
Arizona | Chilled Beam CB E6324 | Chilled Beam | CB | Price | Not Accessible | BSPB-2374
Phoenix Biomedical Campus
Biosciences Partnership Building
6th Floor
E630A Electronics Lab
Arizona | Chilled Beam CB E93024 | Chilled Beam | CB | Price | Not Accessible | BSPB-2382
Phoenix Biomedical Campus
Biosciences Partnership Building
9th Floor
E930 Open Office Area
Arizona | Chilled Beam CB E93023 | Chilled Beam | CB | Price | Not Accessible | BSPB-2383
Phoenix Biomedical Campus
Biosciences Partnership Building
9th Floor
E930 Open Office Area
Arizona | Chilled Beam CB E93022 | Chilled Beam | CB | Price | Not Accessible | BSPB-2384
Phoenix Biomedical Campus
Biosciences Partnership Building
9th Floor
E930 Open Office Area
Arizona | Chilled Beam CB E93021 | Chilled Beam | CB | Price | Not Accessible | BSPB-2385
Phoenix Biomedical Campus
Biosciences Partnership Building
9th Floor
E930 Open Office Area
Arizona | Chilled Beam CB E93020 | Chilled Beam | CB | Price | Not Accessible | BSPB-2386
Phoenix Biomedical Campus
Biosciences Partnership Building
9th Floor
E930 Open Office Area
Arizona | Chilled Beam CB E93019 | Chilled Beam | CB | Price | Not Accessible | BSPB-2387
Phoenix Biomedical Campus
Biosciences Partnership Building
9th Floor
E930 Open Office Area
Arizona | Chilled Beam CB E93018 | Chilled Beam | CB | Price | Not Accessible | BSPB-2388
Phoenix Biomedical Campus
Biosciences Partnership Building
9th Floor
E930 Open Office Area
Arizona | Chilled Beam CB E93017 | Chilled Beam | CB | Price | Not Accessible | BSPB-2389
Phoenix Biomedical Campus
Biosciences Partnership Building
9th Floor
E930 Open Office Area
Arizona | Chilled Beam CB E93016 | Chilled Beam | CB | Price | Not Accessible | BSPB-2390
Phoenix Biomedical Campus
Biosciences Partnership Building
9th Floor
E930 Open Office Area
Arizona | Chilled Beam CB E93015 | Chilled Beam | CB | Price | Not Accessible | BSPB-2391
Phoenix Biomedical Campus
Biosciences Partnership Building
9th Floor
E930 Open Office Area
Arizona | Chilled Beam CB E9301 | Chilled Beam | CB | Price | Not Accessible | BSPB-2394
Phoenix Biomedical Campus
Biosciences Partnership Building
9th Floor
E930 Open Office Area
Arizona | Chilled BeamCB E9302 | Chilled Beam | CB | Price | Not Accessible | BSPB-2395
Phoenix Biomedical Campus
Biosciences Partnership Building
9th Floor
E930 Open Office Area
Arizona | Chilled Beam CB E9303 | Chilled Beam | CB | Price | Not Accessible | BSPB-2396
Phoenix Biomedical Campus
Biosciences Partnership Building
9th Floor
E930 Open Office Area
Arizona | Chilled Beam CB E9304 | Chilled Beam | CB | Price | Not Accessible | BSPB-2397
Phoenix Biomedical Campus
Biosciences Partnership Building
9th Floor
E930 Open Office Area
Arizona | Chilled Beam CB E9305 | Chilled Beam | CB | Price | Not Accessible | BSPB-2398
Phoenix Biomedical Campus
Biosciences Partnership Building
9th Floor
E930 Open Office Area
Arizona | Chilled Beam CB E9306 | Chilled Beam | CB | Price | Not Accessible | BSPB-2399
Phoenix Biomedical Campus
Biosciences Partnership Building
9th Floor
E930 Open Office Area
Arizona | Chilled Beam CB E9307 | Chilled Beam | CB | Price | Not Accessible | BSPB-2400
Phoenix Biomedical Campus
Biosciences Partnership Building
9th Floor
E930 Open Office Area
Arizona | Chilled Beam CB E9308 | Chilled Beam | CB | Price | Not Accessible | BSPB-2401
Phoenix Biomedical Campus
Biosciences Partnership Building
9th Floor
E930 Open Office Area
Arizona | Chilled Beam CB E9309 | Chilled Beam | CB | Price | Not Accessible | BSPB-2402
Phoenix Biomedical Campus
Biosciences Partnership Building
9th Floor
E930 Open Office Area
Arizona | Chilled Beam CB E93010 | Chilled Beam | CB | Price | Not Accessible | BSPB-2403
Phoenix Biomedical Campus
Biosciences Partnership Building
9th Floor
E930 Open Office Area
Arizona | Chilled Beam CB E93011 | Chilled Beam | CB | Price | Not Accessible | BSPB-2404
Phoenix Biomedical Campus
Biosciences Partnership Building
9th Floor
E930 Open Office Area
Arizona | Chilled Beam CB E93012 | Chilled Beam | CB | Price | Not Accessible | BSPB-2405
Phoenix Biomedical Campus
Biosciences Partnership Building
9th Floor
E930 Open Office Area
Arizona | Chilled Beam CB E817 | Chilled Beam | CB | Price | Not Accessible | BSPB-2816
Phoenix Biomedical Campus
Biosciences Partnership Building
8th Floor
E817 Office
Arizona | Chilled Beam CB E8163 | Chilled Beam | CB | Price | Not Accessible | BSPB-2817
Phoenix Biomedical Campus
Biosciences Partnership Building
8th Floor
E816 Team Room
Arizona | Chilled Beam CB E8162 | Chilled Beam | CB | Price | Not Accessible | BSPB-2818
Phoenix Biomedical Campus
Biosciences Partnership Building
8th Floor
E816 Team Room
Arizona | Chilled Beam CB E8161 | Chilled Beam | CB | Price | Not Accessible | BSPB-2819
Phoenix Biomedical Campus
Biosciences Partnership Building
8th Floor
E816 Team Room
Arizona | Chilled Beam CB E8157 | Chilled Beam | CB | Price | Not Accessible | BSPB-2822
Phoenix Biomedical Campus
Biosciences Partnership Building
8th Floor
E815 Open Cubicles
Arizona | Chilled Beam CB E8156 | Chilled Beam | CB | Price | Not Accessible | BSPB-2823
Phoenix Biomedical Campus
Biosciences Partnership Building
8th Floor
E815 Open Cubicles
Arizona | Chilled Beam CB E8155 | Chilled Beam | CB | Price | Not Accessible | BSPB-2824
Phoenix Biomedical Campus
Biosciences Partnership Building
8th Floor
E815 Open Cubicles
Arizona | Chilled Beam CB E8154 | Chilled Beam | CB | Price | Not Accessible | BSPB-2825
Phoenix Biomedical Campus
Biosciences Partnership Building
8th Floor
E815 Open Cubicles
Arizona | Chilled Beam CB E8153 | Chilled Beam | CB | Price | Not Accessible | BSPB-2826
Phoenix Biomedical Campus
Biosciences Partnership Building
8th Floor
E815 Open Cubicles
Arizona | Chilled Beam CB E8152 | Chilled Beam | CB | Price | Not Accessible | BSPB-2827
Phoenix Biomedical Campus
Biosciences Partnership Building
8th Floor
E815 Open Cubicles
Arizona | Chilled Beam CB E8151 | Chilled Beam | CB | Price | Not Accessible | BSPB-2828
Phoenix Biomedical Campus
Biosciences Partnership Building
8th Floor
E815 Open Cubicles
Arizona | Chilled Beam CB E8502 | Chilled Beam | CB | Price | Not Accessible | BSPB-2710
Phoenix Biomedical Campus
Biosciences Partnership Building
8th Floor
E850 Equipment Corridor
Arizona | Chilled Beam CB E8501 | Chilled Beam | CB | Price | Not Accessible | BSPB-2711
Phoenix Biomedical Campus
Biosciences Partnership Building
8th Floor
E850 Equipment Corridor
Arizona | Chilled Beam CB E818 | Chilled Beam | CB | Price | Not Accessible | BSPB-2748
Phoenix Biomedical Campus
Biosciences Partnership Building
8th Floor
E818 Office
Arizona | Chilled Beam CB E821 | Chilled Beam | CB | Price | Not Accessible | BSPB-2744
Phoenix Biomedical Campus
Biosciences Partnership Building
8th Floor
E821 Workroom
Arizona | Chilled Beam CB E819 | Chilled Beam | CB | Price | Not Accessible | BSPB-2745
Phoenix Biomedical Campus
Biosciences Partnership Building
8th Floor
E819 Office
Arizona | Chilled Beam CB E820 | Chilled Beam | CB | Price | Not Accessible | BSPB-2746
Phoenix Biomedical Campus
Biosciences Partnership Building
8th Floor
E820 Office
Arizona | Chilled Beam CB E8601 | Chilled Beam | CB | Price | Not Accessible | BSPB-2717
Phoenix Biomedical Campus
Biosciences Partnership Building
8th Floor
E860 Equpment Corridor
Arizona | Chilled Beam CB E8602 | Chilled Beam | CB | Price | Not Accessible | BSPB-2718
Phoenix Biomedical Campus
Biosciences Partnership Building
8th Floor
E860 Equpment Corridor
Arizona | Chilled Beam CB E83024 | Chilled Beam | CB | Price | Not Accessible | BSPB-2719
Phoenix Biomedical Campus
Biosciences Partnership Building
8th Floor
E830 Open Lab Bays
Arizona | Chilled Beam CB E83023 | Chilled Beam | CB | Price | Not Accessible | BSPB-2720
Phoenix Biomedical Campus
Biosciences Partnership Building
8th Floor
E830 Open Lab Bays
Arizona | Chilled Beam CB E83022 | Chilled Beam | CB | Price | Not Accessible | BSPB-2721
Phoenix Biomedical Campus
Biosciences Partnership Building
8th Floor
E830 Open Lab Bays
Arizona | Chilled Beam CB E83021 | Chilled Beam | CB | Price | Not Accessible | BSPB-2722
Phoenix Biomedical Campus
Biosciences Partnership Building
8th Floor
E830 Open Lab Bays
Arizona | Chilled Beam CB E83019 | Chilled Beam | CB | Price | Not Accessible | BSPB-2724
Phoenix Biomedical Campus
Biosciences Partnership Building
8th Floor
E830 Open Lab Bays
Arizona | Chilled Beam CB E83018 | Chilled Beam | CB | Price | Not Accessible | BSPB-2725
Phoenix Biomedical Campus
Biosciences Partnership Building
8th Floor
E830 Open Lab Bays
Arizona | Chilled Beam CB E83017 | Chilled Beam | CB | Price | Not Accessible | BSPB-2726
Phoenix Biomedical Campus
Biosciences Partnership Building
8th Floor
E830 Open Lab Bays
Arizona | Chilled Beam CB E83016 | Chilled Beam | CB | Price | Not Accessible | BSPB-2727
Phoenix Biomedical Campus
Biosciences Partnership Building
8th Floor
E830 Open Lab Bays
Arizona | Chilled Beam CB E83015 | Chilled Beam | CB | Price | Not Accessible | BSPB-2728
Phoenix Biomedical Campus
Biosciences Partnership Building
8th Floor
E830 Open Lab Bays
Arizona | Chilled Beam CB E83014 | Chilled Beam | CB | Price | Not Accessible | BSPB-2729
Phoenix Biomedical Campus
Biosciences Partnership Building
8th Floor
E830 Open Lab Bays
Arizona | Chilled Beam CB E83013 | Chilled Beam | CB | Price | Not Accessible | BSPB-2730
Phoenix Biomedical Campus
Biosciences Partnership Building
8th Floor
E830 Open Lab Bays
Arizona | Chilled Beam CB E8301 | Chilled Beam | CB | Price | Not Accessible | BSPB-2731
Phoenix Biomedical Campus
Biosciences Partnership Building
8th Floor
E830 Open Lab Bays
Arizona | Chilled Beam CB E83020 | Chilled Beam | CB | Price | Not Accessible | BSPB-2723
Phoenix Biomedical Campus
Biosciences Partnership Building
8th Floor
E830 Open Lab Bays
Arizona | Chilled Beam CB E8302 | Chilled Beam | CB | Price | Not Accessible | BSPB-2732
Phoenix Biomedical Campus
Biosciences Partnership Building
8th Floor
E830 Open Lab Bays
Arizona | Chilled Beam CB E8303 | Chilled Beam | CB | Price | Not Accessible | BSPB-2733
Phoenix Biomedical Campus
Biosciences Partnership Building
8th Floor
E830 Open Lab Bays
Arizona | Chilled Beam CB E8304 | Chilled Beam | CB | Price | Not Accessible | BSPB-2734
Phoenix Biomedical Campus
Biosciences Partnership Building
8th Floor
E830 Open Lab Bays
Arizona | Chilled Beam CB E8305 | Chilled Beam | CB | Price | Not Accessible | BSPB-2735
Phoenix Biomedical Campus
Biosciences Partnership Building
8th Floor
E830 Open Lab Bays
Arizona | Chilled Beam CB E8306 | Chilled Beam | CB | Price | Not Accessible | BSPB-2736
Phoenix Biomedical Campus
Biosciences Partnership Building
8th Floor
E830 Open Lab Bays
Arizona | Chilled Beam CB E8307 | Chilled Beam | CB | Price | Not Accessible | BSPB-2737
Phoenix Biomedical Campus
Biosciences Partnership Building
8th Floor
E830 Open Lab Bays
Arizona | Chilled Beam CB E8308 | Chilled Beam | CB | Price | Not Accessible | BSPB-2738
Phoenix Biomedical Campus
Biosciences Partnership Building
8th Floor
E830 Open Lab Bays
Arizona | Chilled Beam CB E8309 | Chilled Beam | CB | Price | Not Accessible | BSPB-2739
Phoenix Biomedical Campus
Biosciences Partnership Building
8th Floor
E830 Open Lab Bays
Arizona | Chilled Beam CB E83010 | Chilled Beam | CB | Price | Not Accessible | BSPB-2740
Phoenix Biomedical Campus
Biosciences Partnership Building
8th Floor
E830 Open Lab Bays
Arizona | Chilled Beam CB E83011 | Chilled Beam | CB | Price | Not Accessible | BSPB-2741
Phoenix Biomedical Campus
Biosciences Partnership Building
8th Floor
E830 Open Lab Bays
Arizona | Chilled Beam CB E83012 | Chilled Beam | CB | Price | Not Accessible | BSPB-2742
Phoenix Biomedical Campus
Biosciences Partnership Building
8th Floor
E830 Open Lab Bays
Arizona | Chilled Beam CB E5601 | Chilled Beam | CB | Price | Not Accessible | BSPB-2626
Phoenix Biomedical Campus
Biosciences Partnership Building
5th Floor
E560 Equipment Corridor
Arizona | Chilled Beam CB E5502 | Chilled Beam | CB | Price | Not Accessible | BSPB-2627
Phoenix Biomedical Campus
Biosciences Partnership Building
5th Floor
E550 Equipment Corridor
Arizona | Chilled Beam CB E5501 | Chilled Beam | CB | Price | Not Accessible | BSPB-2628
Phoenix Biomedical Campus
Biosciences Partnership Building
5th Floor
E550 Equipment Corridor
Arizona | Chilled Beam CB E5602 | Chilled Beam | CB | Price | Not Accessible | BSPB-2617
Phoenix Biomedical Campus
Biosciences Partnership Building
5th Floor
E560 Equipment Corridor
Arizona | Chilled Beam CB E8702 | Chilled Beam | CB | Price | Not Accessible | BSPB-2683
Phoenix Biomedical Campus
Biosciences Partnership Building
8th Floor
E870 Equipment Corridor
Arizona | Chilled Beam CB E8701 | Chilled Beam | CB | Price | Not Accessible | BSPB-2684
Phoenix Biomedical Campus
Biosciences Partnership Building
8th Floor
E870 Equipment Corridor
Arizona | Chilled Beam CB E541 | Chilled Beam | CB | Price | Not Accessible | BSPB-2666
Phoenix Biomedical Campus
Biosciences Partnership Building
5th Floor
E500S1 Equipment Corridor
Arizona | Chilled Beam CB E5702 | Chilled Beam | CB | Price | Not Accessible | BSPB-2604
Phoenix Biomedical Campus
Biosciences Partnership Building
5th Floor
E570 Equipment Corridor
Arizona | Chilled Beam CB E5701 | Chilled Beam | CB | Price | Not Accessible | BSPB-2605
Phoenix Biomedical Campus
Biosciences Partnership Building
5th Floor
E570 Equipment Corridor
Arizona | Chilled Beam CB-E5802 | Chilled Beam | CB | Price | Not Accessible | BSPB-2598
Phoenix Biomedical Campus
Biosciences Partnership Building
5th Floor
E5XX Equipment Corridor
Arizona | Chilled Beam CB-E5801 | Chilled Beam | CB | Price | Not Accessible | BSPB-2599
Phoenix Biomedical Campus
Biosciences Partnership Building
5th Floor
E5XX Equipment Corridor
Arizona | Chilled Beam CB E513 | Chilled Beam | CB | Price | Not Accessible | BSPB-2546
Phoenix Biomedical Campus
Biosciences Partnership Building
5th Floor
E513 Office
Arizona | Chilled Beam CB E512 | Chilled Beam | CB | Price | Not Accessible | BSPB-2547
Phoenix Biomedical Campus
Biosciences Partnership Building
5th Floor
E512 Office
Arizona | Chilled Beam CB E511 | Chilled Beam | CB | Price | Not Accessible | BSPB-2548
Phoenix Biomedical Campus
Biosciences Partnership Building
5th Floor
E511 Office
Arizona | Chilled Beam CB E5073 | Chilled Beam | CB | Price | Not Accessible | BSPB-2551
Phoenix Biomedical Campus
Biosciences Partnership Building
5th Floor
E507 Meeting Room
Arizona | Chilled Beam CB E53014 | Chilled Beam | CB | Price | Not Accessible | BSPB-2572
Phoenix Biomedical Campus
Biosciences Partnership Building
5th Floor
E530 Open Lab Bays
Arizona | Chilled Beam CB E53015 | Chilled Beam | CB | Price | Not Accessible | BSPB-2573
Phoenix Biomedical Campus
Biosciences Partnership Building
5th Floor
E530 Open Lab Bays
Arizona | Chilled Beam CB E53016 | Chilled Beam | CB | Price | Not Accessible | BSPB-2574
Phoenix Biomedical Campus
Biosciences Partnership Building
5th Floor
E530 Open Lab Bays
Arizona | Chilled Beam CB E53017 | Chilled Beam | CB | Price | Not Accessible | BSPB-2575
Phoenix Biomedical Campus
Biosciences Partnership Building
5th Floor
E530 Open Lab Bays
Arizona | Chilled Beam CB E53018 | Chilled Beam | CB | Price | Not Accessible | BSPB-2576
Phoenix Biomedical Campus
Biosciences Partnership Building
5th Floor
E530 Open Lab Bays
Arizona | Chilled Beam CB E53019 | Chilled Beam | CB | Price | Not Accessible | BSPB-2577
Phoenix Biomedical Campus
Biosciences Partnership Building
5th Floor
E530 Open Lab Bays
Arizona | Chilled Beam CB E53020 | Chilled Beam | CB | Price | Not Accessible | BSPB-2578
Phoenix Biomedical Campus
Biosciences Partnership Building
5th Floor
E530 Open Lab Bays
Arizona | Chilled Beam CB E519 | Chilled Beam | CB | Price | Not Accessible | BSPB-2529
Phoenix Biomedical Campus
Biosciences Partnership Building
5th Floor
E519 Office
Arizona | Chilled Beam CB E518 | Chilled Beam | CB | Price | Not Accessible | BSPB-2530
Phoenix Biomedical Campus
Biosciences Partnership Building
5th Floor
E518 Office
Arizona | Chilled Beam CB E521 | Chilled Beam | CB | Price | 1160204 | BSPB-2526
Phoenix Biomedical Campus
Biosciences Partnership Building
5th Floor
E521 Workroom
Arizona | Chilled Beam CB E520 | Chilled Beam | CB | Price | 1160204 | BSPB-2527
Phoenix Biomedical Campus
Biosciences Partnership Building
5th Floor
E520 Office
Arizona | Chilled Beam CB E517 | Chilled Beam | CB | Price | Not Accessible | BSPB-2532
Phoenix Biomedical Campus
Biosciences Partnership Building
5th Floor
E517 Office
Arizona | Chilled Beam CB E5161 | Chilled Beam | CB | Price | Not Accessible | BSPB-2533
Phoenix Biomedical Campus
Biosciences Partnership Building
5th Floor
E516 Team Room
Arizona | Chilled Beam CB E5157 | Chilled Beam | CB | Price | 1160204 | BSPB-2537
Phoenix Biomedical Campus
Biosciences Partnership Building
5th Floor
E515 Open Office Cubicles
Arizona | Chilled Beam CB E5156 | Chilled Beam | CB | Price | 1160204 | BSPB-2538
Phoenix Biomedical Campus
Biosciences Partnership Building
5th Floor
E515 Open Office Cubicles
Arizona | Chilled Beam CB E5155 | Chilled Beam | CB | Price | 1160204 | BSPB-2539
Phoenix Biomedical Campus
Biosciences Partnership Building
5th Floor
E515 Open Office Cubicles
Arizona | Chilled Beam CB E5154 | Chilled Beam | CB | Price | 1160204 | BSPB-2540
Phoenix Biomedical Campus
Biosciences Partnership Building
5th Floor
E515 Open Office Cubicles
Arizona | Chilled Beam CB E5153 | Chilled Beam | CB | Price | 1160204 | BSPB-2541
Phoenix Biomedical Campus
Biosciences Partnership Building
5th Floor
E515 Open Office Cubicles
Arizona | Chilled Beam CB E5152 | Chilled Beam | CB | Price | 1160204 | BSPB-2542
Phoenix Biomedical Campus
Biosciences Partnership Building
5th Floor
E515 Open Office Cubicles
Arizona | Chilled Beam CB E514 | Chilled Beam | CB | Price | Not Accessible | BSPB-2544
Phoenix Biomedical Campus
Biosciences Partnership Building
5th Floor
E514 Office
Arizona | Chilled Beam CB E5305 | Chilled Beam | CB | Price | Not Accessible | BSPB-2557
Phoenix Biomedical Campus
Biosciences Partnership Building
5th Floor
E530 Open Lab Bays
Arizona | Chilled Beam CB E5306 | Chilled Beam | CB | Price | Not Accessible | BSPB-2558
Phoenix Biomedical Campus
Biosciences Partnership Building
5th Floor
E530 Open Lab Bays
Arizona | Chilled Beam CB E5307 | Chilled Beam | CB | Price | Not Accessible | BSPB-2559
Phoenix Biomedical Campus
Biosciences Partnership Building
5th Floor
E530 Open Lab Bays
Arizona | Chilled Beam CB E5308 | Chilled Beam | CB | Price | Not Accessible | BSPB-2560
Phoenix Biomedical Campus
Biosciences Partnership Building
5th Floor
E530 Open Lab Bays
Arizona | Chilled Beam CB E5309 | Chilled Beam | CB | Price | Not Accessible | BSPB-2561
Phoenix Biomedical Campus
Biosciences Partnership Building
5th Floor
E530 Open Lab Bays
Arizona | Chilled Beam CB E53010 | Chilled Beam | CB | Price | Not Accessible | BSPB-2562
Phoenix Biomedical Campus
Biosciences Partnership Building
5th Floor
E530 Open Lab Bays
Arizona | Chilled Beam CB E53011 | Chilled Beam | CB | Price | Not Accessible | BSPB-2563
Phoenix Biomedical Campus
Biosciences Partnership Building
5th Floor
E530 Open Lab Bays
Arizona | Chilled Beam CB E53012 | Chilled Beam | CB | Price | Not Accessible | BSPB-2564
Phoenix Biomedical Campus
Biosciences Partnership Building
5th Floor
E530 Open Lab Bays
Arizona | Chilled Beam CB E5304 | Chilled Beam | CB | Price | Not Accessible | BSPB-2565
Phoenix Biomedical Campus
Biosciences Partnership Building
5th Floor
E530 Open Lab Bays
Arizona | Chilled Beam CB E5303 | Chilled Beam | CB | Price | Not Accessible | BSPB-2566
Phoenix Biomedical Campus
Biosciences Partnership Building
5th Floor
E530 Open Lab Bays
Arizona | Chilled Beam CB E5302 | Chilled Beam | CB | Price | Not Accessible | BSPB-2567
Phoenix Biomedical Campus
Biosciences Partnership Building
5th Floor
E530 Open Lab Bays
Arizona | Chilled Beam CB E5301 | Chilled Beam | CB | Price | Not Accessible | BSPB-2568
Phoenix Biomedical Campus
Biosciences Partnership Building
5th Floor
E530 Open Lab Bays
Arizona | Chilled Beam - CB-4064 | Chilled Beam | CB |  |  | BSPB-4376
Phoenix Biomedical Campus
Biosciences Partnership Building
4th Floor
E400S3 Equipment Corridor
Arizona | Chilled Beam - CB-4063 | Chilled Beam | CB |  |  | BSPB-4384
Phoenix Biomedical Campus
Biosciences Partnership Building
4th Floor
E400S3 Equipment Corridor
Arizona | Chilled Beam - CB-4062 | Chilled Beam | CB |  |  | BSPB-4391
Phoenix Biomedical Campus
Biosciences Partnership Building
4th Floor
E400S3 Equipment Corridor
Arizona | Chilled Beam - CB-4061 | Chilled Beam | CB |  |  | BSPB-4398
Phoenix Biomedical Campus
Biosciences Partnership Building
4th Floor
E400S3 Equipment Corridor
Arizona | Chilled Beam - CB-4060 | Chilled Beam | CB |  |  | BSPB-843#?
Phoenix Biomedical Campus
Biosciences Partnership Building
4th Floor
E400S3 Equipment Corridor
Arizona | Chilled Beam - CB-4054 | Chilled Beam | CB |  |  | BSPB-4366
Phoenix Biomedical Campus
Biosciences Partnership Building
4th Floor
E430 Open Lab
Arizona | Chilled Beam - CB-4055 | Chilled Beam | CB |  |  | BSPB-4367
Phoenix Biomedical Campus
Biosciences Partnership Building
4th Floor
E430 Open Lab
Arizona | Chilled Beam - CB-4059 | Chilled Beam | CB |  |  | BSPB-4411
Phoenix Biomedical Campus
Biosciences Partnership Building
4th Floor
E400S3 Equipment Corridor
Arizona | Chilled Beam - CB-4036 | Chilled Beam | CB |  |  | BSPB-4349
Phoenix Biomedical Campus
Biosciences Partnership Building
4th Floor
E430 Open Lab
Arizona | Chilled Beam - CB-4048 | Chilled Beam | CB |  |  | BSPB-4360
Phoenix Biomedical Campus
Biosciences Partnership Building
4th Floor
E430 Open Lab
Arizona | Chilled Beam - CB-4037 | Chilled Beam | CB |  |  | BSPB-4348
Phoenix Biomedical Campus
Biosciences Partnership Building
4th Floor
E430 Open Lab
Arizona | Chilled Beam - CB-4049 | Chilled Beam | CB |  |  | BSPB-4361
Phoenix Biomedical Campus
Biosciences Partnership Building
4th Floor
E430 Open Lab
Arizona | Chilled Beam - CB-4038 | Chilled Beam | CB |  |  | BSPB-4347
Phoenix Biomedical Campus
Biosciences Partnership Building
4th Floor
E430 Open Lab
Arizona | Chilled Beam - CB-4050 | Chilled Beam | CB |  |  | BSPB-4362
Phoenix Biomedical Campus
Biosciences Partnership Building
4th Floor
E430 Open Lab
Arizona | Chilled Beam - CB-4039 | Chilled Beam | CB |  |  | BSPB-4346
Phoenix Biomedical Campus
Biosciences Partnership Building
4th Floor
E430 Open Lab
Arizona | Chilled Beam - CB-4051 | Chilled Beam | CB |  |  | BSPB-4363
Phoenix Biomedical Campus
Biosciences Partnership Building
4th Floor
E430 Open Lab
Arizona | Chilled Beam - CB-4040 | Chilled Beam | CB |  |  | BSPB-4345
Phoenix Biomedical Campus
Biosciences Partnership Building
4th Floor
E430 Open Lab
Arizona | Chilled Beam - CB-4052 | Chilled Beam | CB |  |  | BSPB-4364
Phoenix Biomedical Campus
Biosciences Partnership Building
4th Floor
E430 Open Lab
Arizona | Chilled Beam - CB-4041 | Chilled Beam | CB |  |  | BSPB-4344
Phoenix Biomedical Campus
Biosciences Partnership Building
4th Floor
E430 Open Lab
Arizona | Chilled Beam - CB-4042 | Chilled Beam | CB |  |  | BSPB-4343
Phoenix Biomedical Campus
Biosciences Partnership Building
4th Floor
E430 Open Lab
Arizona | Chilled Beam - CB-4053 | Chilled Beam | CB |  |  | BSPB-4365
Phoenix Biomedical Campus
Biosciences Partnership Building
4th Floor
E430 Open Lab
Arizona | Chilled Beam - CB-4043 | Chilled Beam | CB |  |  | BSPB-4342
Phoenix Biomedical Campus
Biosciences Partnership Building
4th Floor
E430 Open Lab
Arizona | Chilled Beam - CB-4016 | Chilled Beam | CB |  |  | BSPB-4325
Phoenix Biomedical Campus
Biosciences Partnership Building
4th Floor
E400 Circulation Corridor
E425 Team Room
Arizona | Chilled Beam - CB-4017 | Chilled Beam | CB |  |  | BSPB-4327
Phoenix Biomedical Campus
Biosciences Partnership Building
4th Floor
E400 Circulation Corridor
E426 Office
Arizona | Chilled Beam - CB-4018 | Chilled Beam | CB |  |  | BSPB-4328
Phoenix Biomedical Campus
Biosciences Partnership Building
4th Floor
E400 Circulation Corridor
E427 Office
Arizona | Chilled Beam - CB-4329 | Chilled Beam | CB |  |  | BSPB-4329
Phoenix Biomedical Campus
Biosciences Partnership Building
4th Floor
E400 Circulation Corridor
E428 Workstation
Arizona | Chilled Beam - CB-4021 | Chilled Beam | CB |  |  | BSPB-4330
Phoenix Biomedical Campus
Biosciences Partnership Building
4th Floor
E400 Circulation Corridor
E428 Workstation
Arizona | Chilled Beam - CB-4047 | Chilled Beam | CB |  |  | BSPB-4359
Phoenix Biomedical Campus
Biosciences Partnership Building
4th Floor
E400S1 Equipment Corridor
Arizona | Chilled Beam - CB-4046 | Chilled Beam | CB |  |  | BSPB-4358
Phoenix Biomedical Campus
Biosciences Partnership Building
4th Floor
E400S1 Equipment Corridor
Arizona | Chilled Beam - CB-4045 | Chilled Beam | CB |  |  | BSPB-4357
Phoenix Biomedical Campus
Biosciences Partnership Building
4th Floor
E400S1 Equipment Corridor
Arizona | Chilled Beam - CB-4044 | Chilled Beam | CB |  |  | BSPB-4356
Phoenix Biomedical Campus
Biosciences Partnership Building
4th Floor
E400S1 Equipment Corridor
Arizona | Chilled Beam - CB-4056 | Chilled Beam | CB |  |  | BSPB-4430
Phoenix Biomedical Campus
Biosciences Partnership Building
4th Floor
E400S1 Equipment Corridor
Arizona | Chilled Beam - CB-3180 | Chilled Beam | CB |  |  | BSPB-3180
Phoenix Biomedical Campus
Biosciences Partnership Building
4th Floor
E400 Circulation Corridor
E416 Office
Arizona | Chilled Beam - CB-4032 | Chilled Beam | CB |  |  | BSPB-4354
Phoenix Biomedical Campus
Biosciences Partnership Building
4th Floor
E430 Open Lab
Arizona | Chilled Beam - CB-4057 | Chilled Beam | CB |  |  | BSPB-4422
Phoenix Biomedical Campus
Biosciences Partnership Building
4th Floor
E400S2 Equipment Corridor
Arizona | Chilled Beam - CB-4033 | Chilled Beam | CB |  |  | BSPB-4352
Phoenix Biomedical Campus
Biosciences Partnership Building
4th Floor
E430 Open Lab
Arizona | Chilled Beam - CB-4034 | Chilled Beam | CB |  |  | BSPB-4351
Phoenix Biomedical Campus
Biosciences Partnership Building
4th Floor
E430 Open Lab
Arizona | Chilled Beam - CB-4035 | Chilled Beam | CB |  |  | BSPB-4350
Phoenix Biomedical Campus
Biosciences Partnership Building
4th Floor
E430 Open Lab
Arizona | Chilled Beam - CB-4058 | Chilled Beam | CB |  |  | BSPB-4415
Phoenix Biomedical Campus
Biosciences Partnership Building
4th Floor
E400S2 Equipment Corridor
Arizona | Chilled Beam - CB-4009 | Chilled Beam | CB |  |  | BSPB-3181
Phoenix Biomedical Campus
Biosciences Partnership Building
4th Floor
E400 Circulation Corridor
E417 Office
Arizona | Chilled Beam - CB-4010 | Chilled Beam | CB |  |  | BSPB-3182
Phoenix Biomedical Campus
Biosciences Partnership Building
4th Floor
E400 Circulation Corridor
E417 Office
Arizona | Chilled Beam - CB-4011 | Chilled Beam | CB |  |  | BSPB-3183
Phoenix Biomedical Campus
Biosciences Partnership Building
4th Floor
E400 Circulation Corridor
E419 Huddle Room
Arizona | Chilled Beam - CB-4012 | Chilled Beam | CB |  |  | BSPB-3184
Phoenix Biomedical Campus
Biosciences Partnership Building
4th Floor
E400 Circulation Corridor
E421 Office
Arizona | Chilled Beam - CB-4013 | Chilled Beam | CB |  |  | BSPB-3185
Phoenix Biomedical Campus
Biosciences Partnership Building
4th Floor
E400 Circulation Corridor
E421 Office
Arizona | Chilled Beam - CB-4014 | Chilled Beam | CB |  |  | BSPB-3186
Phoenix Biomedical Campus
Biosciences Partnership Building
4th Floor
E400 Circulation Corridor
E423 Office
Arizona | Chilled Beam - CB-4015 | Chilled Beam | CB |  |  | BSPB-4324
Phoenix Biomedical Campus
Biosciences Partnership Building
4th Floor
E400 Circulation Corridor
E423 Office
Arizona | Chilled Beam - CB-4001 | Chilled Beam | CB |  |  | BSPB-3169
Phoenix Biomedical Campus
Biosciences Partnership Building
4th Floor
E400 Circulation Corridor
E407 Meeting Room
Arizona | Chilled Beam - CB-4002 | Chilled Beam | CB |  |  | BSPB-3170
Phoenix Biomedical Campus
Biosciences Partnership Building
4th Floor
E400 Circulation Corridor
E407 Meeting Room
Arizona | Chilled Beam - CB-4003 | Chilled Beam | CB |  |  | BSPB-3171
Phoenix Biomedical Campus
Biosciences Partnership Building
4th Floor
E400 Circulation Corridor
E407 Meeting Room
Arizona | Chilled Beam - CB-4004 | Chilled Beam | CB |  |  | BSPB-3174
Phoenix Biomedical Campus
Biosciences Partnership Building
4th Floor
E400 Circulation Corridor
E411 Office
Arizona | Chilled Beam - CB-4005 | Chilled Beam | CB |  |  | BSPB-3175
Phoenix Biomedical Campus
Biosciences Partnership Building
4th Floor
E400 Circulation Corridor
E412 Office
Arizona | Chilled Beam - CB-4006 | Chilled Beam | CB |  |  | BSPB-3176
Phoenix Biomedical Campus
Biosciences Partnership Building
4th Floor
E400 Circulation Corridor
E413 Team Room
Arizona | Chilled Beam - CB-4007 | Chilled Beam | CB |  |  | BSPB-3178
Phoenix Biomedical Campus
Biosciences Partnership Building
4th Floor
E400 Circulation Corridor
E415 Office
Arizona | Chilled Beam - CB-3032 | Chilled Beam | CB |  |  | BSPB-3116
Phoenix Biomedical Campus
Biosciences Partnership Building
3rd Floor
E300S3 Equipment Corridor
E330 Open Lab
Arizona | Chilled Beam - CB-3044 | Chilled Beam | CB |  |  | BSPB-3115
Phoenix Biomedical Campus
Biosciences Partnership Building
3rd Floor
E300S3 Equipment Corridor
E330 Open Lab
Arizona | Chilled Beam - CB-3033 | Chilled Beam | CB |  |  | BSPB-3117
Phoenix Biomedical Campus
Biosciences Partnership Building
3rd Floor
E300S3 Equipment Corridor
E330 Open Lab
Arizona | Chilled Beam - CB-3045 | Chilled Beam | CB |  |  | BSPB-3114
Phoenix Biomedical Campus
Biosciences Partnership Building
3rd Floor
E300S3 Equipment Corridor
E330 Open Lab
Arizona | Chilled Beam - CB-3034 | Chilled Beam | CB |  |  | BSPB-3118
Phoenix Biomedical Campus
Biosciences Partnership Building
3rd Floor
E300S3 Equipment Corridor
E330 Open Lab
Arizona | Chilled Beam - CB-3035 | Chilled Beam | CB |  |  | BSPB-3120
Phoenix Biomedical Campus
Biosciences Partnership Building
3rd Floor
E300S3 Equipment Corridor
E330 Open Lab
Arizona | Chilled Beam - CB-3046 | Chilled Beam | CB |  |  | BSPB-3113
Phoenix Biomedical Campus
Biosciences Partnership Building
3rd Floor
E300S3 Equipment Corridor
E330 Open Lab
Arizona | Chilled Beam - CB-3047 | Chilled Beam | CB |  |  | BSPB-3112
Phoenix Biomedical Campus
Biosciences Partnership Building
3rd Floor
E300S3 Equipment Corridor
E330 Open Lab
Arizona | Boiler B 1 | Boiler | BOILER | AERCO | Not Accessible | BSPB-2786
Phoenix Biomedical Campus
Biosciences Partnership Building
Penthouse
E1191 Boiler Room
Arizona | Boiler B 2 | Boiler | BOILER | AERCO | Not Accessible | BSPB-2787
Phoenix Biomedical Campus
Biosciences Partnership Building
Penthouse
E1191 Boiler Room
Arizona | Boiler B 3 | Boiler | BOILER | AERCO | Not Accessible | BSPB-2788
Phoenix Biomedical Campus
Biosciences Partnership Building
Penthouse
E1191 Boiler Room
Arizona | Boiler B 4 | Boiler | BOILER | AERCO | Not Accessible | BSPB-2789
Phoenix Biomedical Campus
Biosciences Partnership Building
Penthouse
E1191 Boiler Room
Arizona | Backflow #2 | Back Flow Preventer | BACKFLOW |  | Wilkins 350A | KFM-2569
Phoenix Biomedical Campus
Biosciences Partnership Building
Exterior
Arizona | Backflow #1 | Back Flow Preventer | BACKFLOW |  | Wilkins 350A | KFM-2568
Phoenix Biomedical Campus
Biosciences Partnership Building
Exterior
Arizona | BackFlow | Back Flow Preventer | BACKFLOW | Watts | 3/4 LF009M3QT | BSPB-3036
Phoenix Biomedical Campus
Biosciences Partnership Building
5th Floor
E594 Mechanical Room
Arizona | BackFlow | Back Flow Preventer | BACKFLOW | Watts | 3/4 LF009M3QT | BSPB-3035
Phoenix Biomedical Campus
Biosciences Partnership Building
5th Floor
E594 Mechanical Room
Arizona | BackFlow | Back Flow Preventer | BACKFLOW | Watts | 1/2 SS009M3QT | BSPB-3034
Phoenix Biomedical Campus
Biosciences Partnership Building
5th Floor
E594 Mechanical Room
Arizona | BackFlow | Back Flow Preventer | BACKFLOW | Watts | 3/4 LF009M3QT | BSPB-3033
Phoenix Biomedical Campus
Biosciences Partnership Building
5th Floor
E594 Mechanical Room
Arizona | BackFlow | Back Flow Preventer | BACKFLOW | Watts | 1/2 SS009M3QT | BSPB-3031
Phoenix Biomedical Campus
Biosciences Partnership Building
7th Floor
E795 Glasswash / Autoclave
Arizona | BackFlow | Back Flow Preventer | BACKFLOW | Watts | 3/4 LF009M3QT | BSPB-3032
Phoenix Biomedical Campus
Biosciences Partnership Building
7th Floor
E795 Glasswash / Autoclave
Arizona | BackFlow | Back Flow Preventer | BACKFLOW | Watts | 3/4 LF009M3QT | BSPB-3030
Phoenix Biomedical Campus
Biosciences Partnership Building
7th Floor
E795 Glasswash / Autoclave
Arizona | BackFlow | Back Flow Preventer | BACKFLOW | Watts | 3/4 LF009M3QT | BSPB-3029
Phoenix Biomedical Campus
Biosciences Partnership Building
7th Floor
E795 Glasswash / Autoclave
Arizona | Backflow #3 | Back Flow Preventer | BACKFLOW |  | Febco- 825YA | BSPB-4323
Phoenix Biomedical Campus
Biosciences Partnership Building
Exterior
Arizona | BackFlow | Back Flow Preventer | BACKFLOW | Watts | 1LF009M2QT | BSPB-2043
Phoenix Biomedical Campus
Biosciences Partnership Building
Basement
E014 Plumbing Equipment Room
Arizona | BackFlow | Back Flow Preventer | BACKFLOW | Watts | SS2009M3QT | BSPB-2046
Phoenix Biomedical Campus
Biosciences Partnership Building
Basement
E014 Plumbing Equipment Room
Arizona | Transfer Switch ATS-LR1 | Automatic Transfer Switch | ATS | Emerson | H7ADTSA30600N5XC | BSPB-2007
Phoenix Biomedical Campus
Biosciences Partnership Building
Basement
E003 Main Emergency Electrical Room
Arizona | Transfer Switch ATS-0S1 | Automatic Transfer Switch | ATS | Emerson | H7ADTSA30600N5XC | BSPB-2008
Phoenix Biomedical Campus
Biosciences Partnership Building
Basement
E003 Main Emergency Electrical Room
Arizona | Transfer Switch ATS-EM | Automatic Transfer Switch | ATS | Emerson | H7ADTSA30600N5XC | BSPB-2004
Phoenix Biomedical Campus
Biosciences Partnership Building
Basement
E003 Main Emergency Electrical Room
Arizona | Transfer Switch ATS-0S2 | Automatic Transfer Switch | ATS | Emerson | G7ADTSB32000N5ZC | BSPB-2005
Phoenix Biomedical Campus
Biosciences Partnership Building
Basement
E003 Main Emergency Electrical Room
Arizona | Air Terminal AT-E100 | Air Terminal | AT | Price | SDV5-007 | BSPB-2001
Phoenix Biomedical Campus
Biosciences Partnership Building
Basement
E001N Corridor - North
Arizona | Air Terminal AT-E801 | Air Terminal | AT | Price | Not Accessible | BSPB-2864
Phoenix Biomedical Campus
Biosciences Partnership Building
8th Floor
E807 Meeting Room
Arizona | Air Terminal AT-E803 | Air Terminal | AT | Price | SDV5-01 | BPSB-2869
Phoenix Biomedical Campus
Biosciences Partnership Building
8th Floor
E807 Meeting Room
Arizona | Air Terminal AT-E811 | Air Terminal | AT | Price | SDV5-002 | BSPB-2830
Phoenix Biomedical Campus
Biosciences Partnership Building
8th Floor
E814 Office
Arizona | Air Terminal AT-E1151 | Air Terminal | AT |  | Not Accessible | BSPB-2845
Phoenix Biomedical Campus
Biosciences Partnership Building
1st Floor
E133B Chemical and Consumables Storage
Arizona | Air Terminal AT-E122 | Air Terminal | AT | Price | SDV5-001 | BSPB-2852
Phoenix Biomedical Campus
Biosciences Partnership Building
1st Floor
E122 Security
Arizona | Air Terminal AT-E105 | Air Terminal | AT | Price | SDV5-001 | BSPB-2854
Phoenix Biomedical Campus
Biosciences Partnership Building
1st Floor
E107 Reception
Arizona | Air Terminal AT-E806 | Air Terminal | AT | Price | SDV5-01 | BSPB-2865
Phoenix Biomedical Campus
Biosciences Partnership Building
8th Floor
E807 Meeting Room
Arizona | Air Terminal AT-E800 | Air Terminal | AT | Price | SDV5-003 | BSPB-2838
Phoenix Biomedical Campus
Biosciences Partnership Building
8th Floor
E807 Meeting Room
Arizona | Air Terminal AT-E505 | Air Terminal | AT | Price | SDV5-003 | BSPB-2553
Phoenix Biomedical Campus
Biosciences Partnership Building
5th Floor
E507 Meeting Room
Arizona | Air Terminal AT-E506 | Air Terminal | AT | Price | SDV5-001 | BSPB-2569
Phoenix Biomedical Campus
Biosciences Partnership Building
5th Floor
E530 Open Lab Bays
Arizona | Air Terminal AT-E515 | Air Terminal | AT | Price | SDV5-002 | BSPB-2536
Phoenix Biomedical Campus
Biosciences Partnership Building
5th Floor
E516 Team Room
Arizona | Air Terminal AT-E012 | Air Terminal | AT | Price | SDV5-001 | BSPB-2053
Phoenix Biomedical Campus
Biosciences Partnership Building
Basement
E012 Mechanical Room
Arizona | Air Terminal AT-E106 | Air Terminal | AT | Price | SDV5-007 | BSPB-2063
Phoenix Biomedical Campus
Biosciences Partnership Building
Basement
E002 Janitor Room
Arizona | Air Terminal AT-E001 | Air Terminal | AT | Price | SDV5-001 | BSPB-2064
Phoenix Biomedical Campus
Biosciences Partnership Building
Basement
E001 Elevator Lobby to Corridor
Arizona | Air Terminal AT-E000W | Air Terminal | AT | Price | SDV5-001 | BSPB-2065
Phoenix Biomedical Campus
Biosciences Partnership Building
Basement
E001W Corridor
Arizona | Air Terminal AT-E00N | Air Terminal | AT | Price | SDV5-001 | BSPB-2066
Phoenix Biomedical Campus
Biosciences Partnership Building
Basement
E001 Elevator Lobby to Corridor
Arizona | Air Terminal AT-E015 | Air Terminal | AT | Price | SDV5-002 | BSPB-2067
Phoenix Biomedical Campus
Biosciences Partnership Building
Basement
E001N Corridor - North
Arizona | Air Terminal AT-E707 | Air Terminal | AT | Price | SDV5 | BSPB-2173
Phoenix Biomedical Campus
Biosciences Partnership Building
7th Floor
E707 Meeting Room
Arizona | Air Terminal AT-E705 | Air Terminal | AT | Price | SDV5 | BSPB-2174
Phoenix Biomedical Campus
Biosciences Partnership Building
7th Floor
E707 Meeting Room
Arizona | Air Terminal AT-E711 | Air Terminal | AT | Price | SDV5 | BSPB-2175
Phoenix Biomedical Campus
Biosciences Partnership Building
7th Floor
E714 Office
Arizona | Air Terminal AT-E716 | Air Terminal | AT | Price | SDV5 | BSPB-2176
Phoenix Biomedical Campus
Biosciences Partnership Building
7th Floor
E716 Team Room
Arizona | Air Terminal AT-E715 | Air Terminal | AT | Price | SDV5 | BSPB-2177
Phoenix Biomedical Campus
Biosciences Partnership Building
7th Floor
E716 Team Room
Arizona | Air Terminal AT-E718 | Air Terminal | AT | Price | SDV5 | BSPB-2178
Phoenix Biomedical Campus
Biosciences Partnership Building
7th Floor
E718 Office
Arizona | Air Terminal AT-E721 | Air Terminal | AT | Price | SDV5 | BSPB-2179
Phoenix Biomedical Campus
Biosciences Partnership Building
7th Floor
E720 Office
Arizona | Air Terminal AT E10051 | Air Terminal | AT |  | SDV5 | BSPB-3295
Phoenix Biomedical Campus
Biosciences Partnership Building
10th Floor
E10051 Conference Room
Arizona | Air Terminal | Air Terminal | AT |  | SDV5 | BSPB-3297
Phoenix Biomedical Campus
Biosciences Partnership Building
10th Floor
E1006 Womens Rest Room
Arizona | Air Terminal | Air Terminal | AT |  | SDV5 | BSPB-3296
Phoenix Biomedical Campus
Biosciences Partnership Building
10th Floor
E1007 Conference Room
Arizona | Air Terminal AT E1023 | Air Terminal | AT |  |  | BSPB-3284
Phoenix Biomedical Campus
Biosciences Partnership Building
10th Floor
E1023 Office
Arizona | Air Terminal AT E1010A | Air Terminal | AT |  |  | BSPB-?
Phoenix Biomedical Campus
Biosciences Partnership Building
10th Floor
E1010A Office
Arizona | Air Terminal AT E1021 | Air Terminal | AT |  |  | BSPB-3285
Phoenix Biomedical Campus
Biosciences Partnership Building
10th Floor
E1021 Room
Arizona | Air Terminal AT E1015C | Air Terminal | AT |  |  | BSPB-3278
Phoenix Biomedical Campus
Biosciences Partnership Building
10th Floor
E1015C Office
Arizona | Air Terminal AT E1010 | Air Terminal | AT |  |  | BSPB-3293
Phoenix Biomedical Campus
Biosciences Partnership Building
10th Floor
E1010 Office
Arizona | Air Terminal AT E1003 | Air Terminal | AT |  | SDV5 | BSPB-3298
Phoenix Biomedical Campus
Biosciences Partnership Building
10th Floor
E1003 Elevator Lobby
Arizona | Air Terminal AT E10052 | Air Terminal | AT |  | SDV5 | BSPB-3294
Phoenix Biomedical Campus
Biosciences Partnership Building
10th Floor
E10052 Conference Room
Arizona | Air Terminal AT E1010A | Air Terminal | AT |  |  | BSPB-3225
Phoenix Biomedical Campus
Biosciences Partnership Building
10th Floor
E1035J Office
Arizona | Air Terminal AT E1035J | Air Terminal | AT |  |  | BSPB-3226
Phoenix Biomedical Campus
Biosciences Partnership Building
10th Floor
E1035J Office
Arizona | Air Terminal AT E1028 | Air Terminal | AT |  |  | BSPB-3222
Phoenix Biomedical Campus
Biosciences Partnership Building
10th Floor
E1028 Office
Arizona | Air Terminal AT E1025 | Air Terminal | AT |  |  | BSPB-3283
Phoenix Biomedical Campus
Biosciences Partnership Building
10th Floor
E1025 Office
Arizona | Air Terminal AT E1067 | Air Terminal | AT |  |  | BSPB-3254
Phoenix Biomedical Campus
Biosciences Partnership Building
10th Floor
E1067 Office
Arizona | Air Terminal AT E1060 | Air Terminal | AT |  |  | BSPB-? - AT E1060
Phoenix Biomedical Campus
Biosciences Partnership Building
10th Floor
E1063 Office
Arizona | Air Terminal AT E1060A | Air Terminal | AT |  |  | BSPB-? AT E1060A
Phoenix Biomedical Campus
Biosciences Partnership Building
10th Floor
E1063 Office
Arizona | Air Terminal AT E1060A | Air Terminal | AT |  |  | BSPB -? AT E1060A
Phoenix Biomedical Campus
Biosciences Partnership Building
10th Floor
E1064 Office
Arizona | Air Terminal AT E1064 | Air Terminal | AT |  |  | BSPB-3195
Phoenix Biomedical Campus
Biosciences Partnership Building
10th Floor
E1064 Office
Arizona | Air Terminal AT E1060A | Air Terminal | AT |  |  | BSPB-3196
Phoenix Biomedical Campus
Biosciences Partnership Building
10th Floor
E1060A Dean's Reception
Arizona | Air Terminal AT E1055J | Air Terminal | AT |  |  | BSPB-3250
Phoenix Biomedical Campus
Biosciences Partnership Building
10th Floor
E1055J Office
Arizona | Air Terminal AT E1071 | Air Terminal | AT |  |  | BSPB-3272
Phoenix Biomedical Campus
Biosciences Partnership Building
10th Floor
E1055J Office
Arizona | Air Terminal AT E1048 | Air Terminal | AT |  |  | BSPB-3252
Phoenix Biomedical Campus
Biosciences Partnership Building
10th Floor
E1048 Office
Arizona | Air Terminal AT E1041 | Air Terminal | AT |  |  | BSPB-3227
Phoenix Biomedical Campus
Biosciences Partnership Building
10th Floor
E1041 Office
Arizona | Air Terminal AT E1043 | Air Terminal | AT |  |  | BSPB-3233
Phoenix Biomedical Campus
Biosciences Partnership Building
10th Floor
E1043 Office
Arizona | Air Terminal AT-E120 | Air Terminal | AT | Price | SDV5-002 | BSPB-2853
Phoenix Biomedical Campus
Biosciences Partnership Building
1st Floor
E120 Catering Kitchen
Arizona | Air Terminal AT-E810 | Air Terminal | AT | Price | Not Accessible | BSPB-2857
Phoenix Biomedical Campus
Biosciences Partnership Building
8th Floor
E810 Write Up / Technician Cubicles
Arizona | Air Terminal AT-E994 | Air Terminal | AT | Price | SDV5-001 | BSPB-2880
Phoenix Biomedical Campus
Biosciences Partnership Building
9th Floor
E994 Mechanical
Arizona | Air Terminal - AT-3003 | Air Terminal | AT |  |  | BSPB-3165
Phoenix Biomedical Campus
Biosciences Partnership Building
3rd Floor
E300 Circulation / Corridor
E315 Office
Arizona | Air Terminal - AT-3002 | Air Terminal | AT |  |  | BSPB-3148
Phoenix Biomedical Campus
Biosciences Partnership Building
3rd Floor
E300 Circulation / Corridor
E307 Meeting Room
Arizona | Air Terminal - AT-3001 | Air Terminal | AT |  |  | BSPB-3147
Phoenix Biomedical Campus
Biosciences Partnership Building
3rd Floor
E300 Circulation / Corridor
E307 Meeting Room
Arizona | Air Terminal AT E1094 | Air Terminal | AT |  | SDV5-002 | BSPB-3265
Phoenix Biomedical Campus
Biosciences Partnership Building
10th Floor
E1094 Mechanical Room
Arizona | Air Terminal AT E1059 | Air Terminal | AT |  |  | BSPB-?AT E1059
Phoenix Biomedical Campus
Biosciences Partnership Building
10th Floor
E1059 Dean's Room
Arizona | Air Terminal AT E1089 | Air Terminal | AT |  |  | BSPB-3301
Phoenix Biomedical Campus
Biosciences Partnership Building
10th Floor
E1089 Kitchen
Arizona | Air Terminal AT E1093 | Air Terminal | AT |  |  | BSPB-3264
Phoenix Biomedical Campus
Biosciences Partnership Building
10th Floor
E1093 Storage
Arizona | Air Terminal AT E1085 | Air Terminal | AT |  |  | BSPB-3279
Phoenix Biomedical Campus
Biosciences Partnership Building
10th Floor
E1085 Office
Arizona | Air Terminal AT E1076 | Air Terminal | AT |  |  | BSPB-3242
Phoenix Biomedical Campus
Biosciences Partnership Building
10th Floor
E1076 Office
Arizona | Air Terminal AT E1090 | Air Terminal | AT |  |  | BSPB-3289
Phoenix Biomedical Campus
Biosciences Partnership Building
10th Floor
E1086 Corridor
Arizona | Air Terminal AT E1082 | Air Terminal | AT |  |  | BSPB-3273
Phoenix Biomedical Campus
Biosciences Partnership Building
10th Floor
E1082 Office
Arizona | Air Terminal AT E1079 | Air Terminal | AT |  |  | BSPB-3236
Phoenix Biomedical Campus
Biosciences Partnership Building
10th Floor
E1079 Office
Arizona | Air Terminal AT E1045 | Air Terminal | AT |  |  | BSPB-3219
Phoenix Biomedical Campus
Biosciences Partnership Building
10th Floor
E1045 Office
Arizona | Air Terminal AT E1071 | Air Terminal | AT |  |  | BPSB-3272
Phoenix Biomedical Campus
Biosciences Partnership Building
10th Floor
E1071 Work Room
Arizona | Air Terminal AT E1073 | Air Terminal | AT |  |  | BSPB-3241
Phoenix Biomedical Campus
Biosciences Partnership Building
10th Floor
E1073 Huddle Room
Arizona | Air Terminal - AT-3007 | Air Terminal | AT |  |  | BSPB-3168
Phoenix Biomedical Campus
Biosciences Partnership Building
3rd Floor
E300 Circulation / Corridor
E327 Office
Arizona | Air Terminal - AT-3010 | Air Terminal | AT |  |  | BSPB-3119
Phoenix Biomedical Campus
Biosciences Partnership Building
3rd Floor
E300S3 Equipment Corridor
E330 Open Lab
Arizona | Air Terminal - AT-3006 | Air Terminal | AT |  |  | BSPB-3167
Phoenix Biomedical Campus
Biosciences Partnership Building
3rd Floor
E300 Circulation / Corridor
E326 Office
Arizona | Air Terminal - AT-3004 | Air Terminal | AT |  |  | BSPB-3166
Phoenix Biomedical Campus
Biosciences Partnership Building
3rd Floor
E300 Circulation / Corridor
E316 Office
Arizona | Air Terminal - AT-3005 | Air Terminal | AT |  |  | BSPB-3161
Phoenix Biomedical Campus
Biosciences Partnership Building
3rd Floor
E300 Circulation / Corridor
E322 Office
Arizona | Air Terminal - AT-3011 | Air Terminal | AT |  |  | BSPB-3130
Phoenix Biomedical Campus
Biosciences Partnership Building
3rd Floor
E300 Circulation / Corridor
E324 Workstation
Arizona | Air Terminal AT-E815 | Air Terminal | AT | Price | SDV5-002 | BSPB-2820
Phoenix Biomedical Campus
Biosciences Partnership Building
8th Floor
E816 Team Room
Arizona | Air Terminal AT-E816 | Air Terminal | AT | Price | SDV5-001 | BSPB-2821
Phoenix Biomedical Campus
Biosciences Partnership Building
8th Floor
E816 Team Room
Arizona | Air Terminal AT-E818 | Air Terminal | AT | Price | SDV5-001 | BSPB-2747
Phoenix Biomedical Campus
Biosciences Partnership Building
8th Floor
E818 Office
Arizona | Air Terminal AT-E821 | Air Terminal | AT | Price | SDV5-001 | BSPB-2749
Phoenix Biomedical Campus
Biosciences Partnership Building
8th Floor
E820 Office
Arizona | Air Terminal AT-E501 | Air Terminal | AT | Price | SDV5-001 | BSPB-2570
Phoenix Biomedical Campus
Biosciences Partnership Building
5th Floor
E530 Open Lab Bays
Arizona | Air Terminal AT-E511 | Air Terminal | AT | Price | SDV5-001 | BSPB-2545
Phoenix Biomedical Campus
Biosciences Partnership Building
5th Floor
E514 Office
Arizona | Air Terminal AT-E521 | Air Terminal | AT | Price | SDV5-001 | BSPB-2528
Phoenix Biomedical Campus
Biosciences Partnership Building
5th Floor
E520 Office
Arizona | Air Terminal AT-E518 | Air Terminal | AT | Price | SDV5-001 | BSPB-2531
Phoenix Biomedical Campus
Biosciences Partnership Building
5th Floor
E518 Office
Arizona | Air Terminal AT-E123 | Air Terminal | AT | Price | SDV5-002 | BSPB-2510
Phoenix Biomedical Campus
Biosciences Partnership Building
1st Floor
E120 Catering Kitchen
Arizona | Air Terminal AT-E121 | Air Terminal | AT | Price | SDV5-002 | BSPB-2511
Phoenix Biomedical Campus
Biosciences Partnership Building
1st Floor
E120 Catering Kitchen
Arizona | Air Terminal AT-E1111 | Air Terminal | AT | Price | SDV5-003 | BSPB-2512
Phoenix Biomedical Campus
Biosciences Partnership Building
1st Floor
E100N1 Hallway
Arizona | Air Terminal AT-E128 | Air Terminal | AT | Price | SDV5-001 | BSPB-2513
Phoenix Biomedical Campus
Biosciences Partnership Building
1st Floor
E100N1 Hallway
Arizona | Air Terminal AT-E507 | Air Terminal | AT | Price | SDV5-001 | BSPB-2552
Phoenix Biomedical Campus
Biosciences Partnership Building
5th Floor
E507 Meeting Room
Arizona | Air Terminal AT-E516 | Air Terminal | AT | Price | SDV5-001 | BSPB-2555
Phoenix Biomedical Campus
Biosciences Partnership Building
5th Floor
E516 Team Room
Arizona | Air Terminal AT-E510 | Air Terminal | AT | Price | SDV5-002 | BSPB-2556
Phoenix Biomedical Campus
Biosciences Partnership Building
5th Floor
E510 Write up / Technicians
Arizona | Air Terminal AT-E603 | Air Terminal | AT | Price | SDV5-003 | BSPB-2331
Phoenix Biomedical Campus
Biosciences Partnership Building
6th Floor
E607 Meeting Room
Arizona | Air Terminal AT-E615 | Air Terminal | AT | Price | SDV5-002 | BSPB-2313
Phoenix Biomedical Campus
Biosciences Partnership Building
6th Floor
E616 Team Room
Arizona | Air Terminal AT-E616 | Air Terminal | AT | Price | SDV5-001 | BSPB-2314
Phoenix Biomedical Campus
Biosciences Partnership Building
6th Floor
E616 Team Room
Arizona | Air Terminal AT-E610 | Air Terminal | AT | Price | SDV5-002 | BSPB-2347
Phoenix Biomedical Campus
Biosciences Partnership Building
6th Floor
E610 Write Up Stations
Arizona | Air Terminal AT-E921 | Air Terminal | AT | Price | SDV5-001 | BSPB-2413
Phoenix Biomedical Campus
Biosciences Partnership Building
9th Floor
E920 Office
Arizona | Air Terminal AT-E910 | Air Terminal | AT | Price | SDV5-002 | BSPB-2408
Phoenix Biomedical Campus
Biosciences Partnership Building
9th Floor
E900S2 Circulation / Corridor
Arizona | Air Terminal AT-E601 | Air Terminal | AT | Price | SDV5-001 | BSPB-2376
Phoenix Biomedical Campus
Biosciences Partnership Building
6th Floor
E641 Optics Lab
Arizona | Air Terminal AT-E606 | Air Terminal | AT | Price | SDV5-001 | BSPB-2377
Phoenix Biomedical Campus
Biosciences Partnership Building
6th Floor
E641 Optics Lab
Arizona | Air Terminal AT-E911 | Air Terminal | AT | Price | SDV5-001 | BSPB-2427
Phoenix Biomedical Campus
Biosciences Partnership Building
9th Floor
E914 Office
Arizona | Air Terminal AT-E915 | Air Terminal | AT | Price | SDV5-001 | BSPB-2419
Phoenix Biomedical Campus
Biosciences Partnership Building
9th Floor
E921 Team Room
Arizona | Air Terminal AT-E916 | Air Terminal | AT | Price | SDV5-001 | BSPB-2417
Phoenix Biomedical Campus
Biosciences Partnership Building
9th Floor
E921 Team Room
Arizona | Air Terminal AT-E918 | Air Terminal | AT | Price | SDV5-001 | BSPB-2415
Phoenix Biomedical Campus
Biosciences Partnership Building
9th Floor
E918 Office
Arizona | Air Terminal AT-E906 | Air Terminal | AT | Price | SDV5-001 | BSPB-2410
Phoenix Biomedical Campus
Biosciences Partnership Building
9th Floor
E900S2 Circulation / Corridor
Arizona | Air Terminal AT-E901 | Air Terminal | AT | Price | SDV5-001 | BSPB-2411
Phoenix Biomedical Campus
Biosciences Partnership Building
9th Floor
E900S2 Circulation / Corridor
Arizona | Air Terminal AT-E112 | Air Terminal | AT | Price | SDV5-005 | BSPB-2500
Phoenix Biomedical Campus
Biosciences Partnership Building
1st Floor
E137A Office
Arizona | Air Terminal AT-E137 | Air Terminal | AT | Price | SDV5-002 | BSPB-2501
Phoenix Biomedical Campus
Biosciences Partnership Building
1st Floor
E136 General Storage and Receiving
Arizona | Air Terminal AT-E137A | Air Terminal | AT | Price | SDV5-001 | BSPB-2502
Phoenix Biomedical Campus
Biosciences Partnership Building
1st Floor
E136 General Storage and Receiving
Arizona | Air Terminal AT-E1152 | Air Terminal | AT | Price | SDV5-005 | BSPB-2503
Phoenix Biomedical Campus
Biosciences Partnership Building
1st Floor
E136 General Storage and Receiving
Arizona | Air Terminal (No Asset ID on EQ) | Air Terminal | AT | Price | SDV5-006 | BSPB-2504
Phoenix Biomedical Campus
Biosciences Partnership Building
1st Floor
E136 General Storage and Receiving
Arizona | Air Terminal AT-E1112 | Air Terminal | AT | Price | SDV5-003 | BSPB-2506
Phoenix Biomedical Campus
Biosciences Partnership Building
1st Floor
E133B Chemical and Consumables Storage
Arizona | Air Terminal AT-E1131 | Air Terminal | AT | Price | SDV5-004 | BSPB-2507
Phoenix Biomedical Campus
Biosciences Partnership Building
1st Floor
E133 Lab General Storage
Arizona | Air Terminal AT-E1132 | Air Terminal | AT | Price | SDV5-004 | BSPB-2508
Phoenix Biomedical Campus
Biosciences Partnership Building
1st Floor
E133 Lab General Storage
Arizona | Air Terminal AT-E611 | Air Terminal | AT | Price | SDV5-001 | BSPB-2323
Phoenix Biomedical Campus
Biosciences Partnership Building
6th Floor
E614 Office
Arizona | Air Terminal AT-E621 | Air Terminal | AT | Price | SDV5-001 | BSPB-2305
Phoenix Biomedical Campus
Biosciences Partnership Building
6th Floor
E620 Office
Arizona | Air Terminal AT-E618 | Air Terminal | AT | Price | SDV5-001 | BSPB-2307
Phoenix Biomedical Campus
Biosciences Partnership Building
6th Floor
E618 Office
Arizona | Air Terminal AT-E201 | Air Terminal | AT | Price | SVC5-001 | BSPB-2255
Phoenix Biomedical Campus
Biosciences Partnership Building
2nd Floor
E201 Elevator Lobby
Arizona | Air Terminal AT-E701 | Air Terminal | AT | Price | SDV5 | BSPB-2146
Phoenix Biomedical Campus
Biosciences Partnership Building
7th Floor
E730 Open Lab Benches
Arizona | Air Terminal AT-E706 | Air Terminal | AT | Price | SDV5 | BSPB-2147
Phoenix Biomedical Campus
Biosciences Partnership Building
7th Floor
E730 Open Lab Benches
Arizona | Air Terminal AT-E710 | Air Terminal | AT | Price | SDV5 | BSPB-2149
Phoenix Biomedical Campus
Biosciences Partnership Building
7th Floor
E710 Write up / Technician Cubicles
Arizona | Air Terminal - AT-4003 | Air Terminal | AT |  |  | BSPB-3177
Phoenix Biomedical Campus
Biosciences Partnership Building
4th Floor
E400 Circulation Corridor
E415 Office
Arizona | Air Terminal - AT-4002 | Air Terminal | AT |  |  | BSPB-3172
Phoenix Biomedical Campus
Biosciences Partnership Building
4th Floor
E400 Circulation Corridor
E407 Meeting Room
Arizona | Air Terminal - AT-4001 | Air Terminal | AT |  |  | BSPB-3173
Phoenix Biomedical Campus
Biosciences Partnership Building
4th Floor
E400 Circulation Corridor
E407 Meeting Room
Arizona | Air Terminal - AT-4005 | Air Terminal | AT |  |  | BSPB-3187
Phoenix Biomedical Campus
Biosciences Partnership Building
4th Floor
E400 Circulation Corridor
E423 Office
Arizona | Air Terminal - AT-4010 | Air Terminal | AT |  |  | BSPB-4353
Phoenix Biomedical Campus
Biosciences Partnership Building
4th Floor
E430 Open Lab
Arizona | Air Terminal - AT-4004 | Air Terminal | AT |  |  | BSPB-3179
Phoenix Biomedical Campus
Biosciences Partnership Building
4th Floor
E400 Circulation Corridor
E416 Office
Arizona | Air Terminal - AT-4006 | Air Terminal | AT |  |  | BSPB-4326
Phoenix Biomedical Campus
Biosciences Partnership Building
4th Floor
E400 Circulation Corridor
E426 Office
Arizona | Air Terminal - AT-4012 | Air Terminal | AT |  |  | BSPB-4338
Phoenix Biomedical Campus
Biosciences Partnership Building
4th Floor
E400E Circulation Corridor
E471 Irradiator Room
Arizona | Air Terminal - AT-4011 | Air Terminal | AT |  |  | BSPB-4341
Phoenix Biomedical Campus
Biosciences Partnership Building
4th Floor
E400 Circulation Corridor
E424 Workstation
Arizona | Air Separator AS 2-1 | Air Separator | AIRSEPARATOR | Spirotherm | VDT-800 | BSPB-2801
Phoenix Biomedical Campus
Biosciences Partnership Building
Penthouse
Arizona | Air Separator AS 3-1 | Air Separator | AIRSEPARATOR | Spirotherm | VDT-1000 | BSPB-2814
Phoenix Biomedical Campus
Biosciences Partnership Building
Penthouse
Arizona | AHU-8A-8B | Air Handler Unit | AIRHANDLER |  | Not Accessible | BSPB-2840
Phoenix Biomedical Campus
Biosciences Partnership Building
8th Floor
E894 Mechanical Room
Arizona | Energy Recovery Unit ERU 2 | Air Handler Unit | AIRHANDLER | Energy Labs Inc | C145416-C-E | BSPB-2774
Phoenix Biomedical Campus
Biosciences Partnership Building
Roof
Arizona | Energy Recovery Unit ERU 1 | Air Handler Unit | AIRHANDLER | Energy Labs Inc | C145416-C-E | BSPB-2775
Phoenix Biomedical Campus
Biosciences Partnership Building
Roof
Arizona | Air Handler Supply Fan AHU-6A-1 | Air Handler Unit | AIRHANDLER | Energy Labs Inc | C109134-FCH-E | BSPB-2522
Phoenix Biomedical Campus
Biosciences Partnership Building
6th Floor
E694 Mechanical Room
Arizona | Air Handler Supply Fan AHU-6B-1 | Air Handler Unit | AIRHANDLER | Energy Labs Inc | C109134-FCH-E | BSPB-2523
Phoenix Biomedical Campus
Biosciences Partnership Building
6th Floor
E694 Mechanical Room
Arizona | Air Handling Unit AHU 5 | Air Handler Unit | AIRHANDLER | Energy Labs Inc | C110164-FCH-E | BSPB-2650
Phoenix Biomedical Campus
Biosciences Partnership Building
5th Floor
E594 Mechanical Room
Arizona | Air Handling Unit AHU 7 | Air Handler Unit | AIRHANDLER | Energy Labs Inc | C109134-FCH-E | BSPB-2094
Phoenix Biomedical Campus
Biosciences Partnership Building
7th Floor
E794 Mechanical
Arizona | Air Handling Unit AHU-3A-3B | Air Handler Unit | AIRHANDLER | Energy Labs Inc | C110164-FCH-E | BSPB-2258
Phoenix Biomedical Campus
Biosciences Partnership Building
3rd Floor
E330 Shell Space
Arizona | Air Handling Unit AHU 2A-2B | Air Handler Unit | AIRHANDLER | Energy Labs Inc | C110180-FCH-E | BSPB-2250
Phoenix Biomedical Campus
Biosciences Partnership Building
2nd Floor
E230 Shell Space
Arizona | Air Handling Unit AHU-1 | Air Handler Unit | AIRHANDLER | Energy Labs Inc | C110164-FCH-E | BSPB-2934
Phoenix Biomedical Campus
Biosciences Partnership Building
Basement
E012 Mechanical Room
Arizona | Air Handling Unit AHU 10 | Air Handler Unit | AIRHANDLER | Energy Labs Inc | C110180-FCH-E | BSPB-4319
Phoenix Biomedical Campus
Biosciences Partnership Building
10th Floor
E1094 Mechanical Room
Arizona | Air Handling Unit AHU 9 | Air Handler Unit | AIRHANDLER | Energy Labs Inc | C110164-FCH-E | BSPB-2871
Phoenix Biomedical Campus
Biosciences Partnership Building
9th Floor
E994 Mechanical
Arizona | Air Handler CRAH 1 | Air Handler Unit | AIRHANDLER | Data Air | Not Accessible | BSPB-2068
Phoenix Biomedical Campus
Biosciences Partnership Building
Basement
E005 BET Room
Arizona | Air Handler CRAH 2 | Air Handler Unit | AIRHANDLER | Data Air | Not Accessible | BSPB-2069
Phoenix Biomedical Campus
Biosciences Partnership Building
Basement
E005 BET Room
Arizona | Air Handling Unit AHU 4 | Air Handler Unit | AIRHANDLER | Energy Labs Inc | C110164-FCH-E | BSPB-2514
Phoenix Biomedical Campus
Biosciences Partnership Building
4th Floor
E430 Open Lab
Arizona | Air Compressor | Air Compressor | AIRCOMPRESSOR | Gast | 1LAA-46TM100GX | BSPB-2031
Phoenix Biomedical Campus
Biosciences Partnership Building
Basement
E015 Fire Pumps Room
Biosciences Partnership Building - 1483 Total:
Building 1
Arizona | Water Heater, Electric | Water Heater | WATERHEATER | Rheem/Rudd | ME85 | 40345
Phoenix Biomedical Campus
Building 1
1st Floor
Admin Entrance Area 1150
Supply Storage Room 1177
Arizona | Instantaneous Water Heater | Water Heater | WATERHEATER | Chronomite | M20L | 40455
Phoenix Biomedical Campus
Building 1
1st Floor
Core 1106
Women's Restroom 1107
Arizona | Inatantaneous Water Heater | Water Heater | WATERHEATER | Chronomite | M20L | 40454
Phoenix Biomedical Campus
Building 1
1st Floor
Core 1106
Men's Restroom 1108
Arizona | Instantaneous Water Heater | Water Heater | WATERHEATER | Chronomite | M20L | 40451
Phoenix Biomedical Campus
Building 1
2nd Floor
Core 1226
Women's Restroom 1227
Arizona | Instantaneous Water Heater | Water Heater | WATERHEATER | Chronomite | M20L | 40450
Phoenix Biomedical Campus
Building 1
2nd Floor
Core 1226
Men's Restroom 1228
Arizona | Instantaneous Water Heater | Water Heater | WATERHEATER | Chronomite | M20L | 40453
Phoenix Biomedical Campus
Building 1
3rd Floor
Core 1306
Men's Restroom 1307
Arizona | Instantaneous Water Heater | Water Heater | WATERHEATER | Chronomite | M20L | 40452
Phoenix Biomedical Campus
Building 1
3rd Floor
Core 1306
Women's Restroom 1308
Arizona | Water Fountain | Water Fountain | WATERFOUNTAIN | Elkay | LRPB2_8C | 40497
Phoenix Biomedical Campus
Building 1
1st Floor
Arizona | Water Fountain | Water Fountain | WATERFOUNTAIN | Elkay | LRPB2_8C | 40498
Phoenix Biomedical Campus
Building 1
2nd Floor
Arizona | Water Fountain | Water Fountain | WATERFOUNTAIN | Elkay | LRPB2_8C | 40499
Phoenix Biomedical Campus
Building 1
3rd Floor
Arizona | CWP-1 | Water Circulating Pump | WATERCIRCULATINGPUMP | Baldor | EM3311T | 40581
Phoenix Biomedical Campus
Building 1
1st Floor
Personnel Area
Mechanical Room 1104
Arizona | CWP-2 | Water Circulating Pump | WATERCIRCULATINGPUMP | Baldor | EM3311T | 40582
Phoenix Biomedical Campus
Building 1
1st Floor
Personnel Area
Mechanical Room 1104
Arizona | VAV 3-12 | Variable Volume Box | VAV |  |  | 40847
Phoenix Biomedical Campus
Building 1
3rd Floor
Administration Area
Administration Corridor
Arizona | VAV 3-7 | Variable Volume Box | VAV |  |  | 40393
Phoenix Biomedical Campus
Building 1
3rd Floor
Administration Area
Waiting Area
Arizona | VAV 3-15 | Variable Volume Box | VAV |  |  | 40390
Phoenix Biomedical Campus
Building 1
3rd Floor
Administration Area
Administration Corridor
Arizona | VAV 3-11 | Variable Volume Box | VAV |  |  | 40392
Phoenix Biomedical Campus
Building 1
3rd Floor
Administration Area
File/Storage/Work Room 1367
Arizona | VAV 3-13 | Variable Volume Box | VAV |  |  | 40391
Phoenix Biomedical Campus
Building 1
3rd Floor
Administration Area
Administrative Associate Area 1358
Arizona | VAV 3-3 | Variable Volume Box | VAV |  |  | 40382
Phoenix Biomedical Campus
Building 1
3rd Floor
Administration Area
File/Storage/Work Room 1377
Arizona | VAV 3-2 | Variable Volume Box | VAV |  |  | 40381
Phoenix Biomedical Campus
Building 1
3rd Floor
Administration Area
File/Storage/Work Room 1377
Arizona | VAV 3-1 | Variable Volume Box | VAV |  |  | 40380
Phoenix Biomedical Campus
Building 1
3rd Floor
Administration Area
Administration Corridor
Arizona | VAV 3-5 | Variable Volume Box | VAV |  |  | 40384
Phoenix Biomedical Campus
Building 1
3rd Floor
Administration Area
Administration Corridor
Arizona | VAV 3-6 | Variable Volume Box | VAV |  |  | 40385
Phoenix Biomedical Campus
Building 1
3rd Floor
Administration Area
Administration Corridor
Arizona | VAV 3-9 | Variable Volume Box | VAV |  |  | 40386
Phoenix Biomedical Campus
Building 1
3rd Floor
Administration Area
Reception Area 1352
Arizona | VAV 3-10 | Variable Volume Box | VAV |  |  | 40387
Phoenix Biomedical Campus
Building 1
3rd Floor
Administration Area
Reception Area 1352
Arizona | VAV 3-8 | Variable Volume Box | VAV |  |  | 40388
Phoenix Biomedical Campus
Building 1
3rd Floor
Administration Area
Administration Corridor
Arizona | VAV 3-14 | Variable Volume Box | VAV |  |  | 40389
Phoenix Biomedical Campus
Building 1
3rd Floor
Administration Area
Administrative Associate Area 1358
Arizona | VAV 2-1 | Variable Volume Box | VAV | Price | SDV5000 | 40364
Phoenix Biomedical Campus
Building 1
2nd Floor
Administration Area
File Room 1262
Arizona | VAV 2-2 | Variable Volume Box | VAV | Price | SDV5000 | 40365
Phoenix Biomedical Campus
Building 1
2nd Floor
Administration Area
File Room 1262
Arizona | VAV 2-3 | Variable Volume Box | VAV |  |  | 40366
Phoenix Biomedical Campus
Building 1
2nd Floor
Administration Area
Work Copy Room 1268
Arizona | VAV 2-4 | Variable Volume Box | VAV |  |  | 40367
Phoenix Biomedical Campus
Building 1
2nd Floor
Administration Area
Work Copy Room 1268
Arizona | VAV 2-15 | Variable Volume Box | VAV |  |  | 40377
Phoenix Biomedical Campus
Building 1
2nd Floor
Library
Reference Room 1254
Arizona | VAV 2-16 | Variable Volume Box | VAV |  |  | 40378
Phoenix Biomedical Campus
Building 1
2nd Floor
Library
Reference Room 1254
Arizona | VAV 2-11 | Variable Volume Box | VAV |  |  | 41497
Phoenix Biomedical Campus
Building 1
2nd Floor
Administration Area
Seating Area 1253
Arizona | VAV 2-7 | Variable Volume Box | VAV |  |  | 40370
Phoenix Biomedical Campus
Building 1
2nd Floor
Administration Area
Admin Corridor
Arizona | VAV 2-10 | Variable Volume Box | VAV |  |  | 40371
Phoenix Biomedical Campus
Building 1
2nd Floor
Administration Area
Seating Area 1253
Arizona | VAV 2-5 | Variable Volume Box | VAV |  |  | 40368
Phoenix Biomedical Campus
Building 1
2nd Floor
Administration Area
Work Copy Room 1268
Arizona | VAV 2-6 | Variable Volume Box | VAV |  |  | 40369
Phoenix Biomedical Campus
Building 1
2nd Floor
Administration Area
Admin Corridor
Arizona | VAV 1-12 | Variable Volume Box | VAV |  |  | 40353
Phoenix Biomedical Campus
Building 1
1st Floor
Medical Exam Area
Discussion Waiting Room 1157
Arizona | VAV 2-9 | Variable Volume Box | VAV |  |  | 40372
Phoenix Biomedical Campus
Building 1
2nd Floor
Administration Area
Seating Area 1253
Arizona | VAV 2-8 | Variable Volume Box | VAV |  |  | 40373
Phoenix Biomedical Campus
Building 1
2nd Floor
Administration Area
Seating Area 1253
Arizona | VAV 2-13 | Variable Volume Box | VAV |  |  | 40374
Phoenix Biomedical Campus
Building 1
2nd Floor
Library
Reference Room 1254
Arizona | VAV 2-12 | Variable Volume Box | VAV |  |  | 40375
Phoenix Biomedical Campus
Building 1
2nd Floor
Library
Reference Room 1254
Arizona | VAV 2-14 | Variable Volume Box | VAV |  |  | 40376
Phoenix Biomedical Campus
Building 1
2nd Floor
Library
Reference Room 1254
Arizona | VAV 1-5 | Variable Volume Box | VAV | Price | SDV 5000 | 40348
Phoenix Biomedical Campus
Building 1
1st Floor
Personnel Area
Personnel Corridor
Arizona | VAV 1-7 | Variable Volume Box | VAV | Price | SDV5000 | 40349
Phoenix Biomedical Campus
Building 1
1st Floor
Admin Entrance Area 1150
Entrance Corridor
Arizona | VAV 1-9 | Variable Volume Box | VAV | Price | SDV5000 | 40351
Phoenix Biomedical Campus
Building 1
1st Floor
Medical Exam Area
Video Feedback Room 1167
Arizona | VAV 1-10 | Variable Volume Box | VAV | Price | SDV5000 | 40352
Phoenix Biomedical Campus
Building 1
1st Floor
Medical Exam Area
Medical Corridor
Arizona | VAV 1-13 | Variable Volume Box | VAV | Price | SDV5000 | 40354
Phoenix Biomedical Campus
Building 1
1st Floor
Medical Exam Area
Discussion Waiting Room 1157
Arizona | VAV 1-11 | Variable Volume Box | VAV | Price | SDV5000 | 40355
Phoenix Biomedical Campus
Building 1
1st Floor
Medical Exam Area
Discussion Waiting Room 1157
Arizona | VAV 1-15 | Variable Volume Box | VAV | Price | SDV5000 | 40356
Phoenix Biomedical Campus
Building 1
1st Floor
Medical Exam Area
Break Area 1158
Arizona | VAV 1-14 | Variable Volume Box | VAV | Price | SDV5000 | 40357
Phoenix Biomedical Campus
Building 1
1st Floor
Medical Exam Area
Medical Corridor
Arizona | VAV 1-1 | Variable Volume Box | VAV | Price | SDV5000 | 40342
Phoenix Biomedical Campus
Building 1
1st Floor
Personnel Area
Mechanical Room 1104
Arizona | VAV 1-2 | Variable Volume Box | VAV | Price | SDV5000 | 40343
Phoenix Biomedical Campus
Building 1
1st Floor
Personnel Area
Mechanical Room 1104
Arizona | VAV 1-6 | Variable Volume Box | VAV | Price | SDV5000 | 40344
Phoenix Biomedical Campus
Building 1
1st Floor
Admin Entrance Area 1150
Entrance Corridor
Arizona | VAV 1-8 | Variable Volume Box | VAV | Price | SDV5000 | 40350
Phoenix Biomedical Campus
Building 1
1st Floor
Medical Exam Area
Video Feedback Room 1167
Arizona | VAV 1-3 | Variable Volume Box | VAV |  |  | 40346
Phoenix Biomedical Campus
Building 1
1st Floor
Personnel Area
PR Work Area 1181
Arizona | VAV 1-4 | Variable Volume Box | VAV |  |  | 40347
Phoenix Biomedical Campus
Building 1
1st Floor
Personnel Area
Storage Room 1182
Arizona | VAV 2-17 | Variable Volume Box | VAV |  |  | 41495
Phoenix Biomedical Campus
Building 1
2nd Floor
Administration Area
Seating Area 1253
Arizona | VAV 2-18 | Variable Volume Box | VAV |  |  | 41496
Phoenix Biomedical Campus
Building 1
2nd Floor
Administration Area
Seating Area 1253
Arizona | VAV 2-19 | Variable Volume Box | VAV |  |  | 41498
Phoenix Biomedical Campus
Building 1
2nd Floor
Administration Area
Seating Area 1253
Arizona | VAV 3-4 | Variable Volume Box | VAV |  |  | 40383
Phoenix Biomedical Campus
Building 1
3rd Floor
Administration Area
Administration Corridor
Arizona | VFD | Variable Frequency Drive | VFD | ABB | AYK550-UH-059A-4-K465 | 40341
Phoenix Biomedical Campus
Building 1
1st Floor
Personnel Area
Mechanical Room 1104
Arizona | UPS | Uninterruptible Power Supply | UPS | Eaton Cutler Hammer | 30 | 41439
Phoenix Biomedical Campus
Building 1
1st Floor
Admin Entrance Area 1150
MDF Room 1103
Arizona | UPS | Uninterruptible Power Supply | UPS | Eaton Cutler Hammer | 30 | 41441
Phoenix Biomedical Campus
Building 1
2nd Floor
Administration Area
IDF Room 1203
Arizona | UPS | Uninterruptible Power Supply | UPS | Eaton Cutler Hammer | 30 | 41442
Phoenix Biomedical Campus
Building 1
3rd Floor
Administration Area
MDF Room 1303
Arizona | Transformer | Transformer | TRANSFORMER | Powersmiths | KSTAR-C2-45-480-2O8112O | 40585
Phoenix Biomedical Campus
Building 1
1st Floor
Admin Entrance Area 1150
Electrical Room 1102
Arizona | Transformer | Transformer | TRANSFORMER | Powersmiths | KSTAR-C2-75-4O8-12O | 40586
Phoenix Biomedical Campus
Building 1
1st Floor
Admin Entrance Area 1150
Electrical Room 1102
Arizona | Transformer | Transformer | TRANSFORMER | Powersmiths | KSTAR-C2-75-480-208 | 40594
Phoenix Biomedical Campus
Building 1
2nd Floor
Administration Area
Electrical Room 1202
Arizona | Transformer | Transformer | TRANSFORMER | Powersmiths | KSTAR-C2-75-480-208 | 40600
Phoenix Biomedical Campus
Building 1
3rd Floor
Administration Area
Electrical Room 1302
Arizona | Elevator Pump | Pump | PUMP | Otis | ABA21241U | 40604
Phoenix Biomedical Campus
Building 1
3rd Floor
Core 1306
Arizona | Sump Pump SP-1 | Pump | PUMP | Weil | 8151 | 40362
Phoenix Biomedical Campus
Building 1
1st Floor
Personnel Area
Mechanical Room 1104
Arizona | Sewage Ejector Pump, SE-1 | Pump | PUMP | Weil | W-8159T040D | 40394
Phoenix Biomedical Campus
Building 1
1st Floor
Personnel Area
Mechanical Room 1104
Arizona | Domestic Hot Water Circulating Pump | Pump | PUMP | Bell & Gossett | MBF-22 | 40830
Phoenix Biomedical Campus
Building 1
1st Floor
Admin Entrance Area 1150
Supply Storage Room 1177
Arizona | Pot Feeder Chilled Water | Pot Feeder | PF |  |  | 41370
Phoenix Biomedical Campus
Building 1
1st Floor
Personnel Area
Mechanical Room 1104
Arizona | Heat Exchanger HX-1 | Heat Exchanger | HEATEXCHANGER | Alfa Laval |  | 40337
Phoenix Biomedical Campus
Building 1
1st Floor
Personnel Area
Mechanical Room 1104
Arizona | Fire Control Panel | Fire Control Panel | FIRECONTROLPANEL |  |  | 41376
Phoenix Biomedical Campus
Building 1
1st Floor
Admin Entrance Area 1150
MDF Room 1103
Arizona | Fan Coil Unit 1-1 | Fan Coil Unit | FANCOIL |  |  | 40360
Phoenix Biomedical Campus
Building 1
1st Floor
Core 1106
Elevator Mechanical Room 1110
Arizona | Fan Coil Unit 1-3 | Fan Coil Unit | FANCOIL | McQuay |  | 40358
Phoenix Biomedical Campus
Building 1
1st Floor
Core 1106
Men's Restroom 1108
Arizona | Fan Coil Unit 1-2 | Fan Coil Unit | FANCOIL | York | 59Y1205 | 40359
Phoenix Biomedical Campus
Building 1
1st Floor
Core 1106
Women's Restroom 1107
Arizona | Fan Coil Unit 2-1 | Fan Coil Unit | FANCOIL | McQuay |  | 40363
Phoenix Biomedical Campus
Building 1
2nd Floor
Core 1226
Men's Restroom 1228
Arizona | Fan Coil Unit 3-1 | Fan Coil Unit | FANCOIL | McQuay |  | 40379
Phoenix Biomedical Campus
Building 1
3rd Floor
Core 1306
Men's Restroom 1307
Arizona | Expansion Tank EX-1 | Expansion Tank | EXPANSIONTANK | Bell & Gossett |  | 40432
Phoenix Biomedical Campus
Building 1
1st Floor
Personnel Area
Mechanical Room 1104
Arizona | Exhaust Fan 1, Southeast | Exhaust Fan | EXHAUSTFAN | Greenhech | SWB-113-7-CCW-OBX | 40182
Phoenix Biomedical Campus
Building 1
Roof
Arizona | Exhaust Fan | Exhaust Fan | EXHAUSTFAN | Greenhech | GB-091-4-X | 40857
Phoenix Biomedical Campus
Building 1
Roof
Arizona | Exhaust Fan 1, Northwest | Exhaust Fan | EXHAUSTFAN | Greenhech | SWB-113-7-CCW-OBX | 40184
Phoenix Biomedical Campus
Building 1
Roof
Arizona | Exhaust Fan 1, Northwest | Exhaust Fan | EXHAUSTFAN | Greenhech | SWB-113-7-CCW-OBX | 40183
Phoenix Biomedical Campus
Building 1
Roof
Arizona | Elevator | Elevator | ELEVATOR |  |  | 41467
Phoenix Biomedical Campus
Building 1
Arizona | Electrical Panel 'DIST B1DP1H" | Electrical Panel | EPANEL | General Electric | Spectra Series | 40584
Phoenix Biomedical Campus
Building 1
1st Floor
Admin Entrance Area 1150
Electrical Room 1102
Arizona | Electrical Panel B1L2B | Electrical Panel | EPANEL | General Electric | A Series | 40592
Phoenix Biomedical Campus
Building 1
2nd Floor
Administration Area
Electrical Room 1202
Arizona | Electrical Panel B1L1A | Electrical Panel | EPANEL | General Electric | A Series | 40587
Phoenix Biomedical Campus
Building 1
1st Floor
Admin Entrance Area 1150
Electrical Room 1102
Arizona | Electrical Panel B1L1B | Electrical Panel | EPANEL | General Electric | A Series | 40588
Phoenix Biomedical Campus
Building 1
1st Floor
Admin Entrance Area 1150
Electrical Room 1102
Arizona | Electrical Panel B1L1C | Electrical Panel | EPANEL | General Electric | A Series | 40589
Phoenix Biomedical Campus
Building 1
1st Floor
Admin Entrance Area 1150
Electrical Room 1102
Arizona | Electrical Panel B1H1B | Electrical Panel | EPANEL | General Electric | A Series | 40590
Phoenix Biomedical Campus
Building 1
1st Floor
Admin Entrance Area 1150
Electrical Room 1102
Arizona | Electrical Panel B1H1A | Electrical Panel | EPANEL | General Electric | A Series | 40591
Phoenix Biomedical Campus
Building 1
1st Floor
Admin Entrance Area 1150
Electrical Room 1102
Arizona | Electrical Panel B1H2B | Electrical Panel | EPANEL | General Electric | A Series | 40595
Phoenix Biomedical Campus
Building 1
2nd Floor
Administration Area
Electrical Room 1202
Arizona | Electrical Panel B1L3B | Electrical Panel | EPANEL | General Electric | A Series | 40598
Phoenix Biomedical Campus
Building 1
3rd Floor
Administration Area
Electrical Room 1302
Arizona | Electrical Panel B1L3A | Electrical Panel | EPANEL | General Electric | A Series | 40599
Phoenix Biomedical Campus
Building 1
3rd Floor
Administration Area
Electrical Room 1302
Arizona | Electrical Panel B1H2A | Electrical Panel | EPANEL | General Electric | A Series | 40596
Phoenix Biomedical Campus
Building 1
2nd Floor
Administration Area
Electrical Room 1202
Arizona | Electrical Panel UPS-12 | Electrical Panel | EPANEL | General Electric | A Series | 40597
Phoenix Biomedical Campus
Building 1
2nd Floor
Administration Area
IDF Room 1203
Arizona | Electrical Panel B1L2A | Electrical Panel | EPANEL | General Electric | A Series | 40593
Phoenix Biomedical Campus
Building 1
2nd Floor
Administration Area
Electrical Room 1202
Arizona | Electrical Panel B1H3A | Electrical Panel | EPANEL | General Electric | A Series | 40601
Phoenix Biomedical Campus
Building 1
3rd Floor
Administration Area
Electrical Room 1302
Arizona | Electrical Panel B1DP1H | Electrical Panel | EPANEL | General Electric | A Series | 40602
Phoenix Biomedical Campus
Building 1
3rd Floor
Administration Area
Electrical Room 1302
Arizona | Electrical Panel UPS-13 | Electrical Panel | EPANEL | General Electric | A Series | 40603
Phoenix Biomedical Campus
Building 1
3rd Floor
Administration Area
MDF Room 1303
Arizona | Electrical Panel UPS-11 | Electrical Panel | EPANEL | General Electric | AF315D | 41438
Phoenix Biomedical Campus
Building 1
1st Floor
Admin Entrance Area 1150
MDF Room 1103
Arizona | Campus Operations Entry Door Cypher Lock | Door | DOOR |  | DL2800 Cypher Lock- Trilogy | 4316
Phoenix Biomedical Campus
Building 1
Exterior
Stairwell, to Corridor 1185
Arizona | Lighting Control Panel | Control Panel | CONTROL-PANEL | Douglas | Litepak | 41440
Phoenix Biomedical Campus
Building 1
1st Floor
Admin Entrance Area 1150
Electrical Room 1102
Arizona | CU-1 | Condensing Unit | CONDENSINGUNIT | Liebert | PFH042A-AH3 | 40583
Phoenix Biomedical Campus
Building 1
1st Floor
Personnel Area
Mechanical Room 1104
Arizona | Backflow Preventer (Mech Room 1104) | Back Flow Preventer | BACKFLOW | Watts | 009M2QTRP | 40395
Phoenix Biomedical Campus
Building 1
1st Floor
Personnel Area
Mechanical Room 1104
Arizona | Backflow Preventer Outside (East) | Back Flow Preventer | BACKFLOW |  |  | 41237
Phoenix Biomedical Campus
Building 1
Exterior
Arizona | Air/Dirt Separator | Air Separator | AIRSEPARATOR | Bell & Gossett |  | 40431
Phoenix Biomedical Campus
Building 1
1st Floor
Personnel Area
Mechanical Room 1104
Arizona | Air Handler Unit, AHU-1 | Air Handler Unit | AIRHANDLER | York | XTI-075X135NAQ046A | 40338
Phoenix Biomedical Campus
Building 1
1st Floor
Personnel Area
Mechanical Room 1104
Arizona | Air Conditioning Unit, AC-1 | Air Conditioning Unit | ACUNIT | Liebert | BV036E-AAE1S910 | 40300
Phoenix Biomedical Campus
Building 1
1st Floor
Personnel Area
IT Server Room 1187
Building 1 - 112 Total:
Building 2
Arizona | Instantaneous Water Heater - N | Water Heater | WATERHEATER | Chronomite | M15L | 40444
Phoenix Biomedical Campus
Building 2
1st Floor
Corridor
Men's Restroom 2106
Arizona | Instantaneous Water Heater - S | Water Heater | WATERHEATER | Chronomite | M20L | 40443
Phoenix Biomedical Campus
Building 2
1st Floor
Corridor
Men's Restroom 2106
Arizona | Instantaneous Water Heater - S | Water Heater | WATERHEATER | Chronomite | M20L | 40446
Phoenix Biomedical Campus
Building 2
1st Floor
Corridor
Women's Restroom 2114
Arizona | Instantaneous Water Heater | Water Heater | WATERHEATER | Chronomite | M20L | 40445
Phoenix Biomedical Campus
Building 2
1st Floor
Corridor
Janitor Closet 2108
Arizona | Instantaneous Water Heater - N | Water Heater | WATERHEATER | Chronomite | M20L | 40448
Phoenix Biomedical Campus
Building 2
1st Floor
Corridor
Women's Restroom 2114
Arizona | Instantaneous Water Heater | Water Heater | WATERHEATER | Chronomite | SR30/277 | 40449
Phoenix Biomedical Campus
Building 2
3rd Floor
Restroom 2307 - Unisex
Arizona | Water Fountain | Water Fountain | WATERFOUNTAIN | Elkay | LRPB2_8C | 40492
Phoenix Biomedical Campus
Building 2
1st Floor
Arizona | Water Fountain | Water Fountain | WATERFOUNTAIN | Elkay | LRPB2_8C | 40493
Phoenix Biomedical Campus
Building 2
1st Floor
Arizona | VAV 21-1 | Variable Volume Box | VAV |  |  | 41487
Phoenix Biomedical Campus
Building 2
2nd Floor
Auditorium 2210
Mechanical Room 2214
Arizona | VAV 23-1 | Variable Volume Box | VAV |  |  | 41488
Phoenix Biomedical Campus
Building 2
3rd Floor
Attic
Arizona | VAV 23-8 | Variable Volume Box | VAV |  |  | 41489
Phoenix Biomedical Campus
Building 2
3rd Floor
Attic
Arizona | VAV 23-9 | Variable Volume Box | VAV |  |  | 41490
Phoenix Biomedical Campus
Building 2
3rd Floor
Attic
Arizona | VAV 22-3 | Variable Volume Box | VAV | Price | SDV5000 | 40206
Phoenix Biomedical Campus
Building 2
2nd Floor
Classroom 2208
Arizona | VAV 22-4 | Variable Volume Box | VAV | Price | SDV5000 | 40204
Phoenix Biomedical Campus
Building 2
2nd Floor
Classroom 2208
Arizona | VAV 22-2 | Variable Volume Box | VAV | Price | SDV5000 | 40203
Phoenix Biomedical Campus
Building 2
2nd Floor
Control Room / IDF Area 2207
Arizona | VAV 22-1 | Variable Volume Box | VAV | Price | SDV5000 | 40202
Phoenix Biomedical Campus
Building 2
2nd Floor
Classroom 2206
Arizona | VAV 22-15 | Variable Volume Box | VAV | Titus |  | 40836
Phoenix Biomedical Campus
Building 2
2nd Floor
Auditorium 2210
Mechanical Room 2214
Arizona | VAV 23-11 | Variable Volume Box | VAV | Price | SDV5000 | 40215
Phoenix Biomedical Campus
Building 2
3rd Floor
Attic
Arizona | VAV 23-4 | Variable Volume Box | VAV | Price | SDV5000 | 40208
Phoenix Biomedical Campus
Building 2
3rd Floor
Attic
Arizona | VAV 23-10 | Variable Volume Box | VAV | Price | SDV5000 | 40217
Phoenix Biomedical Campus
Building 2
3rd Floor
Attic
Arizona | VAV 23-12 | Variable Volume Box | VAV | Price | SDV5000 | 40213
Phoenix Biomedical Campus
Building 2
3rd Floor
Attic
Arizona | VAV 23-3 | Variable Volume Box | VAV | Price | SDV5000 | 40209
Phoenix Biomedical Campus
Building 2
3rd Floor
Attic
Arizona | VAV 23-2 | Variable Volume Box | VAV | Price | SDV5000 | 40210
Phoenix Biomedical Campus
Building 2
3rd Floor
Attic
Arizona | VAV 23-5 | Variable Volume Box | VAV | Price | SDV5000 | 40221
Phoenix Biomedical Campus
Building 2
3rd Floor
Attic
Arizona | VAV 23-6 | Variable Volume Box | VAV | Price | SDV5000 | 40219
Phoenix Biomedical Campus
Building 2
3rd Floor
Attic
Arizona | VAV 23-7 | Variable Volume Box | VAV | Price | SDV5000 | 40218
Phoenix Biomedical Campus
Building 2
3rd Floor
Attic
Arizona | VAV 21-5 | Variable Volume Box | VAV | Price | SDV5000 | 40776
Phoenix Biomedical Campus
Building 2
1st Floor
Corridor
PUHS Alumini Office 2110
Arizona | VAV 21-4 | Variable Volume Box | VAV | Price | SDV5000 | 40777
Phoenix Biomedical Campus
Building 2
1st Floor
Corridor
PUHS Alumini Office 2110
Arizona | VAV 21-2 | Variable Volume Box | VAV | Price | SDV5000 | 40780
Phoenix Biomedical Campus
Building 2
1st Floor
Corridor
MDF Room 2112
Arizona | VAV 21-6 | Variable Volume Box | VAV | Price | SDV-5000 | 40786
Phoenix Biomedical Campus
Building 2
1st Floor
Corridor
MDF Room 2112
Arizona | VAV 21-3 | Variable Volume Box | VAV | Price | SDV5000 | 40783
Phoenix Biomedical Campus
Building 2
1st Floor
Corridor
MDF Room 2112
Arizona | VAV 23-14 | Variable Volume Box | VAV | Price | SDV5000 | 40784
Phoenix Biomedical Campus
Building 2
1st Floor
Corridor
MDF Room 2112
Arizona | VAV 23-13 | Variable Volume Box | VAV | Price | SDV5000 | 40845
Phoenix Biomedical Campus
Building 2
3rd Floor
Attic
Arizona | VAV 23-15 | Variable Volume Box | VAV | Price | SDV5000 | 40846
Phoenix Biomedical Campus
Building 2
3rd Floor
Attic
Arizona | AHU-2 VFD | Variable Frequency Drive | VFD | York |  | 40199
Phoenix Biomedical Campus
Building 2
2nd Floor
Auditorium 2210
Mechanical Room 2214
Arizona | UPS | Uninterruptible Power Supply | UPS | Eaton Cutler Hammer | 30 | 41429
Phoenix Biomedical Campus
Building 2
1st Floor
Corridor
MDF Room 2112
Arizona | UPS | Uninterruptible Power Supply | UPS | Eaton Cutler Hammer | 30 | 41428
Phoenix Biomedical Campus
Building 2
2nd Floor
Control Room / IDF Area 2207
Arizona | Transformer | Transformer | TRANSFORMER | Powersmiths | KSTARC275480208 | 40773
Phoenix Biomedical Campus
Building 2
1st Floor
Corridor
Electrical Room 2109
Arizona | Transformer | Transformer | TRANSFORMER | Powersmiths | KSTARC275480-208/120 | 40771
Phoenix Biomedical Campus
Building 2
1st Floor
Corridor
Electrical Room 2109
Arizona | Transformer | Transformer | TRANSFORMER | Powersmiths | KSTARC275480208 | 40772
Phoenix Biomedical Campus
Building 2
1st Floor
Corridor
Electrical Room 2109
Arizona | RTU 1 | Roof Top Unit | RTU | Carrier | 50SD-036-311 | 40222
Phoenix Biomedical Campus
Building 2
Roof
Arizona | Hydraulic Elevator Pump | Pump | PUMP | US Motors | J11-J232-M | 40762
Phoenix Biomedical Campus
Building 2
1st Floor
Corridor
Elevator Mechanical Room 2111
Arizona | Sump Pump | Pump | PUMP | Duplex Control | 8151J980.051 | 40201
Phoenix Biomedical Campus
Building 2
2nd Floor
Auditorium 2210
Mechanical Room 2214
Arizona | Sewage Pump SE-2 | Pump | PUMP | Weil |  | 40775
Phoenix Biomedical Campus
Building 2
1st Floor
Corridor
Janitor Closet 2108
Arizona | Fire Control Panel | Fire Control Panel | FIRECONTROLPANEL | Gamewell | 1F602SS-19812 | 40779
Phoenix Biomedical Campus
Building 2
1st Floor
Corridor
MDF Room 2112
Arizona | Fan Coil Unit 1 | Fan Coil Unit | FANCOIL |  |  | 40761
Phoenix Biomedical Campus
Building 2
1st Floor
Corridor
Elevator Mechanical Room 2111
Arizona | Exhuast Fan 2 | Exhaust Fan | EXHAUSTFAN | Greenhech | GB-161-3XX | 40223
Phoenix Biomedical Campus
Building 2
Roof
Arizona | Electric Stage Lift | Elevator | ELEVATOR | Garaventa Genesis |  | 40198
Phoenix Biomedical Campus
Building 2
2nd Floor
Auditorium 2210
Storage Room 2211
Arizona | Elevator | Elevator | ELEVATOR |  |  | 41466
Phoenix Biomedical Campus
Building 2
Arizona | Electrical Panel, B261F | Electrical Panel | EPANEL | General Electric | AF37SD | 40196
Phoenix Biomedical Campus
Building 2
2nd Floor
Auditorium 2210
Storage Room 2211
Arizona | Electrical Panel B2H1B | Electrical Panel | EPANEL | General Electric | AF55SD | 40769
Phoenix Biomedical Campus
Building 2
1st Floor
Corridor
Electrical Room 2109
Arizona | Electrical Panel B2C1E | Electrical Panel | EPANEL | General Electric | AF43SD | 40767
Phoenix Biomedical Campus
Building 2
1st Floor
Corridor
Electrical Room 2109
Arizona | Electrical Panel B2H1A | Electrical Panel | EPANEL | General Electric | AF49SD | 40768
Phoenix Biomedical Campus
Building 2
1st Floor
Corridor
Electrical Room 2109
Arizona | Electrical Panel B2L1A | Electrical Panel | EPANEL | General Electric | AF49SD | 40763
Phoenix Biomedical Campus
Building 2
1st Floor
Corridor
Electrical Room 2109
Arizona | Electrical Panel B2L1B | Electrical Panel | EPANEL | General Electric | AF43SD | 40764
Phoenix Biomedical Campus
Building 2
1st Floor
Corridor
Electrical Room 2109
Arizona | Electrical Panel B2L1C | Electrical Panel | EPANEL | General Electric | AF49SD | 40765
Phoenix Biomedical Campus
Building 2
1st Floor
Corridor
Electrical Room 2109
Arizona | Electrical Panel B2L1D | Electrical Panel | EPANEL | General Electric | AF43SD | 40766
Phoenix Biomedical Campus
Building 2
1st Floor
Corridor
Electrical Room 2109
Arizona | Electrical Panel UPS-21 | Electrical Panel | EPANEL | General Electric | AF43SD | 40778
Phoenix Biomedical Campus
Building 2
1st Floor
Corridor
MDF Room 2112
Arizona | Electrical Panel B2DP2H | Electrical Panel | EPANEL | General Electric |  | 40774
Phoenix Biomedical Campus
Building 2
1st Floor
Corridor
Electrical Room 2109
Arizona | Duct Heater 21-2, Electric | Duct Heater, Electric | DUCTHEATER-E | Price | 1 | 40781
Phoenix Biomedical Campus
Building 2
1st Floor
Corridor
MDF Room 2112
Arizona | Duct Heater 21-3, Electric | Duct Heater, Electric | DUCTHEATER-E | Price | 2 | 40782
Phoenix Biomedical Campus
Building 2
1st Floor
Corridor
MDF Room 2112
Arizona | Duct Heater 21-6, Electric | Duct Heater, Electric | DUCTHEATER-E | Price | 2 | 40785
Phoenix Biomedical Campus
Building 2
1st Floor
Corridor
MDF Room 2112
Arizona | Duct Heater 23-2, Electric | Duct Heater, Electric | DUCTHEATER-E | Price | 6 | 40212
Phoenix Biomedical Campus
Building 2
3rd Floor
Attic
Arizona | Duct Heater 23-4, Electric | Duct Heater, Electric | DUCTHEATER-E | Price | 6 | 40207
Phoenix Biomedical Campus
Building 2
3rd Floor
Attic
Arizona | Duct Heater 23-12, Electric | Duct Heater, Electric | DUCTHEATER-E | Price | 2 | 40214
Phoenix Biomedical Campus
Building 2
3rd Floor
Attic
Arizona | Duct Heater 23-11, Electric | Duct Heater, Electric | DUCTHEATER-E | Price | 2 | 40216
Phoenix Biomedical Campus
Building 2
3rd Floor
Attic
Arizona | Duct Heater 23-9, Electric | Duct Heater, Electric | DUCTHEATER-E | Price | 2 | 40220
Phoenix Biomedical Campus
Building 2
3rd Floor
Attic
Arizona | Duct Heater 22-4, Electric | Duct Heater, Electric | DUCTHEATER-E | Price | 3 | 40205
Phoenix Biomedical Campus
Building 2
2nd Floor
Classroom 2208
Arizona | Hydraulic Dock Lift | Dock Lift | DOCKLIFT | Advance Lifts |  | 40197
Phoenix Biomedical Campus
Building 2
2nd Floor
Auditorium 2210
Storage Room 2211
Arizona | Lighting Control Panel | Control Panel | CONTROL-PANEL | Douglas | Litepak | 40770
Phoenix Biomedical Campus
Building 2
1st Floor
Corridor
Electrical Room 2109
Arizona | Backflow Preventer Outside (East) | Back Flow Preventer | BACKFLOW |  |  | 41243
Phoenix Biomedical Campus
Building 2
Exterior
Arizona | AHU-2 | Air Handler Unit | AIRHANDLER | York | XTI-072X102-NAMA046A | 40200
Phoenix Biomedical Campus
Building 2
2nd Floor
Auditorium 2210
Mechanical Room 2214
Building 2 - 72 Total:
Building 3
Arizona | Instantaneous Water Heater | Water Heater | WATERHEATER | Chronomite | M 40-208 | 40437
Phoenix Biomedical Campus
Building 3
3rd Floor
Coffee / Break Room 3350
Arizona | Inatantaneous Water Heater | Water Heater | WATERHEATER | Chronomite | M20L | 40440
Phoenix Biomedical Campus
Building 3
1st Floor
Core 3106
Men's Restroom 3107
Arizona | Instantaneous Water Heater | Water Heater | WATERHEATER | Chronomite | M20L | 40441
Phoenix Biomedical Campus
Building 3
1st Floor
Core 3106
Women's Restroom 3108
Arizona | Inatantaneous Water Heater | Water Heater | WATERHEATER | Chronomite | SR-20L | 40442
Phoenix Biomedical Campus
Building 3
1st Floor
Coffee Area 3151
Arizona | Instantaneous Water Heater | Water Heater | WATERHEATER | Chronomite | M20L | 40624
Phoenix Biomedical Campus
Building 3
1st Floor
Janitor Closet 3161
Arizona | Instantaneous Water Heater | Water Heater | WATERHEATER | Chronomite | M20L | 40436
Phoenix Biomedical Campus
Building 3
2nd Floor
Core Area 3226
Men's Restroom 3227
Arizona | Instantaneous Water Heater | Water Heater | WATERHEATER | Chronomite | M20L | 40447
Phoenix Biomedical Campus
Building 3
2nd Floor
Core Area 3226
Women's Restroom 3228
Arizona | Instantaneous Water Heater | Water Heater | WATERHEATER | Chronomite | M 40-208 | 40435
Phoenix Biomedical Campus
Building 3
2nd Floor
Coffee/Break Room 3250
Arizona | Instantaneous Water Heater | Water Heater | WATERHEATER | Chronomite | M20L | 40438
Phoenix Biomedical Campus
Building 3
3rd Floor
Men's Restroom 3337
Arizona | Instantaneous Water Heater | Water Heater | WATERHEATER | Chronomite | M20L | 40439
Phoenix Biomedical Campus
Building 3
3rd Floor
Women's Restroom 3338
Arizona | Water Fountain | Water Fountain | WATERFOUNTAIN | Elkay | LRPB2_8C | 40494
Phoenix Biomedical Campus
Building 3
1st Floor
Arizona | Water Fountain | Water Fountain | WATERFOUNTAIN | Elkay | LRPB2_8C | 40495
Phoenix Biomedical Campus
Building 3
2nd Floor
Arizona | Water Fountain | Water Fountain | WATERFOUNTAIN | Elkay | LRPB2_8C | 40496
Phoenix Biomedical Campus
Building 3
3rd Floor
Arizona | VAV 33-10 | Variable Volume Box | VAV |  |  | 40839
Phoenix Biomedical Campus
Building 3
3rd Floor
Corridor
Arizona | VAV 33-11 | Variable Volume Box | VAV |  |  | 40850
Phoenix Biomedical Campus
Building 3
3rd Floor
Corridor
Arizona | VAV 31-4 | Variable Volume Box | VAV |  |  | 40844
Phoenix Biomedical Campus
Building 3
1st Floor
Bookstore 3154
Storage Room 3155
Arizona | VAV 31-6 | Variable Volume Box | VAV |  |  | 40842
Phoenix Biomedical Campus
Building 3
1st Floor
IT Biomed Communications 3165
Arizona | VAV 32-15 | Variable Volume Box | VAV |  |  | 40843
Phoenix Biomedical Campus
Building 3
2nd Floor
Administrative Assistant Area 3256
Arizona | VAV 31-7 | Variable Volume Box | VAV | Price | SDV5000 | 40419
Phoenix Biomedical Campus
Building 3
1st Floor
Corridor
Arizona | VAV 31-8 | Variable Volume Box | VAV | Price | SDV5000 | 40420
Phoenix Biomedical Campus
Building 3
1st Floor
Corridor
Arizona | VAV 31-5 | Variable Volume Box | VAV | Price | SDV5000 | 40421
Phoenix Biomedical Campus
Building 3
1st Floor
Bookstore 3154
Bookstore Office 3156
Arizona | VAV 31-1 | Variable Volume Box | VAV | Price | SDV5000 | 40422
Phoenix Biomedical Campus
Building 3
1st Floor
Bookstore 3154
Arizona | VAV 31-2 | Variable Volume Box | VAV | Price | SDV5000 | 40423
Phoenix Biomedical Campus
Building 3
1st Floor
Bookstore 3154
Arizona | VAV 31-3 | Variable Volume Box | VAV | Price | SDV5000 | 40424
Phoenix Biomedical Campus
Building 3
1st Floor
Bookstore 3154
Arizona | VAV 32-1 | Variable Volume Box | VAV | Price |  | 40228
Phoenix Biomedical Campus
Building 3
2nd Floor
Corridor
Arizona | VAV 32-2 | Variable Volume Box | VAV | Price |  | 40226
Phoenix Biomedical Campus
Building 3
2nd Floor
Mail/Copy Room 3265
Arizona | VAV 32-4 | Variable Volume Box | VAV | Price |  | 40230
Phoenix Biomedical Campus
Building 3
2nd Floor
Assistant Room 3267
Arizona | VAV 32-6 | Variable Volume Box | VAV | Price |  | 40232
Phoenix Biomedical Campus
Building 3
2nd Floor
Assistant Room 3267
Arizona | VAV 32-5 | Variable Volume Box | VAV | Price |  | 40234
Phoenix Biomedical Campus
Building 3
2nd Floor
Assistant Room 3267
Arizona | VAV 32-9 | Variable Volume Box | VAV | Price |  | 40235
Phoenix Biomedical Campus
Building 3
2nd Floor
Mail/Copy Room 3265
Arizona | VAV 32-8 | Variable Volume Box | VAV | Price |  | 40236
Phoenix Biomedical Campus
Building 3
2nd Floor
Mail/Copy Room 3265
Arizona | VAV 32-7 | Variable Volume Box | VAV | Price |  | 40239
Phoenix Biomedical Campus
Building 3
2nd Floor
Mail/Copy Room 3265
Arizona | VAV 32-3 | Variable Volume Box | VAV | Price |  | 40240
Phoenix Biomedical Campus
Building 3
2nd Floor
Mail/Copy Room 3265
Arizona | VAV 32-11 | Variable Volume Box | VAV | Price |  | 40241
Phoenix Biomedical Campus
Building 3
2nd Floor
Corridor
Arizona | VAV 32-10 | Variable Volume Box | VAV | Price |  | 40243
Phoenix Biomedical Campus
Building 3
2nd Floor
Corridor
Arizona | VAV 32-12 | Variable Volume Box | VAV | Price |  | 40245
Phoenix Biomedical Campus
Building 3
2nd Floor
Corridor
Arizona | VAV 32-14 | Variable Volume Box | VAV | Price |  | 40247
Phoenix Biomedical Campus
Building 3
2nd Floor
Administrative Assistant Area 3256
Arizona | VAV 32-13 | Variable Volume Box | VAV | Price |  | 40249
Phoenix Biomedical Campus
Building 3
2nd Floor
Administrative Assistant Area 3256
Arizona | VAV 32-17 | Variable Volume Box | VAV |  |  | 40792
Phoenix Biomedical Campus
Building 3
2nd Floor
Corridor
Arizona | VAV 32-16 | Variable Volume Box | VAV |  |  | 40794
Phoenix Biomedical Campus
Building 3
2nd Floor
Corridor
Arizona | VAV 33-14 | Variable Volume Box | VAV | Price |  | 40796
Phoenix Biomedical Campus
Building 3
3rd Floor
Administration Assistant Area 3357
Arizona | VAV 33-15 | Variable Volume Box | VAV | Price |  | 40798
Phoenix Biomedical Campus
Building 3
3rd Floor
Administration Assistant Area 3357
Arizona | VAV 33-13 | Variable Volume Box | VAV |  |  | 40800
Phoenix Biomedical Campus
Building 3
3rd Floor
Administration Assistant Area 3357
Arizona | VAV 33-16 | Variable Volume Box | VAV |  |  | 40802
Phoenix Biomedical Campus
Building 3
3rd Floor
Administration Assistant Area 3357
Arizona | VAV 33-17 | Variable Volume Box | VAV |  |  | 40804
Phoenix Biomedical Campus
Building 3
3rd Floor
Administration Assistant Area 3357
Arizona | VAV 33-12 | Variable Volume Box | VAV |  |  | 40806
Phoenix Biomedical Campus
Building 3
3rd Floor
Administration Assistant Area 3357
Arizona | VAV 33-1 | Variable Volume Box | VAV |  |  | 40807
Phoenix Biomedical Campus
Building 3
3rd Floor
Corridor
Arizona | VAV 33-2 | Variable Volume Box | VAV |  |  | 40809
Phoenix Biomedical Campus
Building 3
3rd Floor
Corridor
Arizona | VAV 33-3 | Variable Volume Box | VAV |  |  | 40811
Phoenix Biomedical Campus
Building 3
3rd Floor
Faculty Mail Area 3370
Arizona | VAV 33-5 | Variable Volume Box | VAV |  |  | 40812
Phoenix Biomedical Campus
Building 3
3rd Floor
Copy / Work Room 3376
Arizona | VAV 33-6 | Variable Volume Box | VAV | Price |  | 40816
Phoenix Biomedical Campus
Building 3
3rd Floor
Administration Area 3372
Arizona | VAV 33-9 | Variable Volume Box | VAV | Price |  | 40818
Phoenix Biomedical Campus
Building 3
3rd Floor
Administration Area 3372
Arizona | VAV 33-8 | Variable Volume Box | VAV | Price |  | 40820
Phoenix Biomedical Campus
Building 3
3rd Floor
Administration Area 3372
Arizona | VAV 33-7 | Variable Volume Box | VAV | Price |  | 40822
Phoenix Biomedical Campus
Building 3
3rd Floor
Administration Area 3372
Arizona | VAV 33-4 | Variable Volume Box | VAV | Price |  | 40814
Phoenix Biomedical Campus
Building 3
3rd Floor
Faculty Mail Area 3370
Arizona | VFD to AHU-3 | Variable Frequency Drive | VFD | York | AYK550-0H059A-4-K65 | 40417
Phoenix Biomedical Campus
Building 3
1st Floor
Mechanical Room 3104
Arizona | UPS | Uninterruptible Power Supply | UPS | Eaton Cutler Hammer | 30 | 41437
Phoenix Biomedical Campus
Building 3
1st Floor
MDF Room 3103
Arizona | UPS | Uninterruptible Power Supply | UPS | Eaton Cutler Hammer | 30 | 41443
Phoenix Biomedical Campus
Building 3
2nd Floor
IDF Room 3223
Arizona | UPS | Uninterruptible Power Supply | UPS | Eaton Cutler Hammer | 30 | 41444
Phoenix Biomedical Campus
Building 3
3rd Floor
IDF Room 3333
Arizona | Transformer | Transformer | TRANSFORMER | Powersmiths | KSTARC275-480208 | 40829
Phoenix Biomedical Campus
Building 3
3rd Floor
Electrical Room 3332
Arizona | Transformer | Transformer | TRANSFORMER | Powersmiths | KSTAR-C2-75-480-208 | 40618
Phoenix Biomedical Campus
Building 3
1st Floor
Electrical Room 3102
Arizona | Transformer | Transformer | TRANSFORMER | Powersmiths | KSTARC275408208 | 40791
Phoenix Biomedical Campus
Building 3
2nd Floor
Electrical Room 3222
Arizona | Elevator Pump | Pump | PUMP | Otis | ABA21241V | 40623
Phoenix Biomedical Campus
Building 3
1st Floor
Core 3106
Fire Protection 3111
Arizona | Sump Pump | Pump | PUMP | Weil | W-8159-T-040-D | 40418
Phoenix Biomedical Campus
Building 3
1st Floor
Mechanical Room 3104
Arizona | Fire Alarm Control Panel | Fire Control Panel | FIRECONTROLPANEL | Gamewell | 1F602SS-198R | 40622
Phoenix Biomedical Campus
Building 3
1st Floor
MDF Room 3103
Arizona | Fan Coil Unit 32-1 | Fan Coil Unit | FANCOIL |  |  | 41473
Phoenix Biomedical Campus
Building 3
2nd Floor
Core Area 3226
Room 3228A
Arizona | Fan Coil Unit 31-3 | Fan Coil Unit | FANCOIL | McQuay |  | 40425
Phoenix Biomedical Campus
Building 3
1st Floor
Core 3106
Women's Restroom 3108
Arizona | Fan Coil Unit 31-1 | Fan Coil Unit | FANCOIL | McQuay |  | 40427
Phoenix Biomedical Campus
Building 3
1st Floor
Core 3106
Elevator Machine Room 3110
Arizona | Fan Coil Unit 31-2 | Fan Coil Unit | FANCOIL | York | 12YMBE5SAY1205-TB | 40426
Phoenix Biomedical Campus
Building 3
1st Floor
Core 3106
Men's Restroom 3107
Arizona | Fan Coil Unit 33-1 | Fan Coil Unit | FANCOIL |  |  | 40838
Phoenix Biomedical Campus
Building 3
3rd Floor
Women's Restroom 3338
Arizona | Exhaust Fan EF-3 | Exhaust Fan | EXHAUSTFAN | Greenhech | GB-071-6XX | 40434
Phoenix Biomedical Campus
Building 3
Roof
Arizona | Exhaust Fan EF-1 | Exhaust Fan | EXHAUSTFAN | Greenhech | SWB-115-7-CW-WB-X | 40428
Phoenix Biomedical Campus
Building 3
Roof
Arizona | Exhaust Fan EF-1 | Exhaust Fan | EXHAUSTFAN | Greenhech | SWB-115-CCW-UB-X | 40429
Phoenix Biomedical Campus
Building 3
Roof
Arizona | Exhaust Fan EF-1 | Exhaust Fan | EXHAUSTFAN | Greenhech | SWB-115-7-CW-UB-X | 40430
Phoenix Biomedical Campus
Building 3
Roof
Arizona | Elevator | Elevator | ELEVATOR |  |  | 41465
Phoenix Biomedical Campus
Building 3
Arizona | Electrical Panel UPS-33 | Electrical Panel | EPANEL | General Electric | AF31SD | 40824
Phoenix Biomedical Campus
Building 3
3rd Floor
IDF Room 3333
Arizona | Electrical Panel B3L3B | Electrical Panel | EPANEL | General Electric | AF43SD | 40825
Phoenix Biomedical Campus
Building 3
3rd Floor
Electrical Room 3332
Arizona | Electrical Panel B3L3A | Electrical Panel | EPANEL | General Electric | AF49SD | 40826
Phoenix Biomedical Campus
Building 3
3rd Floor
Electrical Room 3332
Arizona | Electrical Panel B3H3B | Electrical Panel | EPANEL | General Electric | AF55SD | 40827
Phoenix Biomedical Campus
Building 3
3rd Floor
Electrical Room 3332
Arizona | Electrical Panel B3H3A | Electrical Panel | EPANEL | General Electric | AF49SD | 40828
Phoenix Biomedical Campus
Building 3
3rd Floor
Electrical Room 3332
Arizona | Electrical Panel | Electrical Panel | EPANEL | General Electric | A Series | 40615
Phoenix Biomedical Campus
Building 3
1st Floor
Electrical Room 3102
Arizona | Electrical Panel | Electrical Panel | EPANEL | General Electric | A Series | 40616
Phoenix Biomedical Campus
Building 3
1st Floor
Electrical Room 3102
Arizona | Electrical Panel | Electrical Panel | EPANEL | General Electric | A Series | 40617
Phoenix Biomedical Campus
Building 3
1st Floor
Electrical Room 3102
Arizona | Electrical Panel | Electrical Panel | EPANEL | General Electric | A Series | 40619
Phoenix Biomedical Campus
Building 3
1st Floor
Electrical Room 3102
Arizona | Electrical Panel B3DP3H | Electrical Panel | EPANEL | General Electric | Spectra Series | 40620
Phoenix Biomedical Campus
Building 3
1st Floor
Electrical Room 3102
Arizona | Electrical Panel UPS-31 | Electrical Panel | EPANEL | General Electric | A Series | 40621
Phoenix Biomedical Campus
Building 3
1st Floor
MDF Room 3103
Arizona | Electrical Panel B3H2A | Electrical Panel | EPANEL | General Electric | AF49SD | 40789
Phoenix Biomedical Campus
Building 3
2nd Floor
Electrical Room 3222
Arizona | Electrical Panel B3H2B | Electrical Panel | EPANEL | General Electric | AF55SD | 40790
Phoenix Biomedical Campus
Building 3
2nd Floor
Electrical Room 3222
Arizona | Electrical Panel B3L2A | Electrical Panel | EPANEL | General Electric | AF49SD | 40787
Phoenix Biomedical Campus
Building 3
2nd Floor
Electrical Room 3222
Arizona | Electrical Panel B3L2B | Electrical Panel | EPANEL | General Electric | AF43SD | 40788
Phoenix Biomedical Campus
Building 3
2nd Floor
Electrical Room 3222
Arizona | Electrical Panel UPS-32 | Electrical Panel | EPANEL | General Electric | AF31SD | 40224
Phoenix Biomedical Campus
Building 3
2nd Floor
IDF Room 3223
Arizona | Duct Heater 32-1, Electric | Duct Heater, Electric | DUCTHEATER-E | Price |  | 40227
Phoenix Biomedical Campus
Building 3
2nd Floor
Corridor
Arizona | Duct Heater 32-7, Electric | Duct Heater, Electric | DUCTHEATER-E | Price |  | 40238
Phoenix Biomedical Campus
Building 3
2nd Floor
Mail/Copy Room 3265
Arizona | Duct Heater 32-10, Electric | Duct Heater, Electric | DUCTHEATER-E | Price |  | 40244
Phoenix Biomedical Campus
Building 3
2nd Floor
Minority Affiars Administration Area 3252
Arizona | Duct Heater 32-11, Electric | Duct Heater, Electric | DUCTHEATER-E | Price |  | 40242
Phoenix Biomedical Campus
Building 3
2nd Floor
Corridor
Arizona | Duct Heater 32-16, Electric | Duct Heater, Electric | DUCTHEATER-E |  |  | 40795
Phoenix Biomedical Campus
Building 3
2nd Floor
Minority Affiars Administration Area 3252
Arizona | Duct Heater 32-17, Electric | Duct Heater, Electric | DUCTHEATER-E |  |  | 40793
Phoenix Biomedical Campus
Building 3
2nd Floor
Minority Affiars Administration Area 3252
Arizona | Duct Heater 32-14, Electric | Duct Heater, Electric | DUCTHEATER-E | Price |  | 40248
Phoenix Biomedical Campus
Building 3
2nd Floor
Minority Affiars Administration Area 3252
Arizona | Duct Heater 32-12, Electric | Duct Heater, Electric | DUCTHEATER-E | Price |  | 40246
Phoenix Biomedical Campus
Building 3
2nd Floor
Corridor
Arizona | Duct Heater 32-2, Electric | Duct Heater, Electric | DUCTHEATER-E | Price |  | 40225
Phoenix Biomedical Campus
Building 3
2nd Floor
Corridor
Arizona | Duct Heater 32-4, Electric | Duct Heater, Electric | DUCTHEATER-E | Price |  | 40229
Phoenix Biomedical Campus
Building 3
2nd Floor
Assistant Room 3267
Arizona | Duct Heater 32-8, Electric | Duct Heater, Electric | DUCTHEATER-E | Price |  | 40237
Phoenix Biomedical Campus
Building 3
2nd Floor
Mail/Copy Room 3265
Arizona | Duct Heater 32-6, Electric | Duct Heater, Electric | DUCTHEATER-E | Price |  | 40231
Phoenix Biomedical Campus
Building 3
2nd Floor
Assistant Room 3267
Arizona | Duct Heater 32-5, Electric | Duct Heater, Electric | DUCTHEATER-E | Price |  | 40233
Phoenix Biomedical Campus
Building 3
2nd Floor
Assistant Room 3267
Arizona | Duct Heater 33-14, Electric | Duct Heater, Electric | DUCTHEATER-E | Price |  | 40797
Phoenix Biomedical Campus
Building 3
3rd Floor
Administration Assistant Area 3357
Arizona | Duct Heater 33-2, Electric | Duct Heater, Electric | DUCTHEATER-E |  |  | 40810
Phoenix Biomedical Campus
Building 3
3rd Floor
Corridor
Arizona | Duct Heater 33-1, Electric | Duct Heater, Electric | DUCTHEATER-E |  |  | 40808
Phoenix Biomedical Campus
Building 3
3rd Floor
Corridor
Arizona | Duct Heater 33-17, Electric | Duct Heater, Electric | DUCTHEATER-E |  |  | 40805
Phoenix Biomedical Campus
Building 3
3rd Floor
Administration Assistant Area 3357
Arizona | Duct Heater 33-16, Electric | Duct Heater, Electric | DUCTHEATER-E |  |  | 40803
Phoenix Biomedical Campus
Building 3
3rd Floor
Administration Assistant Area 3357
Arizona | Duct Heater 33-13, Electric | Duct Heater, Electric | DUCTHEATER-E |  |  | 40801
Phoenix Biomedical Campus
Building 3
3rd Floor
Administration Assistant Area 3357
Arizona | Duct Heater 33-15, Electric | Duct Heater, Electric | DUCTHEATER-E | Price |  | 40799
Phoenix Biomedical Campus
Building 3
3rd Floor
Administration Assistant Area 3357
Arizona | Duct Heater 33-4, Electric | Duct Heater, Electric | DUCTHEATER-E | Price |  | 40815
Phoenix Biomedical Campus
Building 3
3rd Floor
Corridor
Arizona | Duct Heater 33-7, Electric | Duct Heater, Electric | DUCTHEATER-E | Price |  | 40823
Phoenix Biomedical Campus
Building 3
3rd Floor
Administration Area 3372
Arizona | Duct Heater 33-8, Electric | Duct Heater, Electric | DUCTHEATER-E | Price |  | 40821
Phoenix Biomedical Campus
Building 3
3rd Floor
Administration Area 3372
Arizona | Duct Heater 33-9, Electric | Duct Heater, Electric | DUCTHEATER-E | Price |  | 40819
Phoenix Biomedical Campus
Building 3
3rd Floor
Administration Area 3372
Arizona | Duct Heater 33-6, Electric | Duct Heater, Electric | DUCTHEATER-E | Price |  | 40817
Phoenix Biomedical Campus
Building 3
3rd Floor
Administration Area 3372
Arizona | Duct Heater 33-5, Electric | Duct Heater, Electric | DUCTHEATER-E |  |  | 40813
Phoenix Biomedical Campus
Building 3
3rd Floor
Copy / Work Room 3376
Arizona | Duct Heater, Electric | Duct Heater, Electric | DUCTHEATER-E |  |  | 40840
Phoenix Biomedical Campus
Building 3
3rd Floor
Corridor
Arizona | Lighting Control Panel | Control Panel | CONTROL-PANEL | Douglas | Litepak | 41436
Phoenix Biomedical Campus
Building 3
1st Floor
Electrical Room 3102
Arizona | Backflow Preventer Outside (East) | Back Flow Preventer | BACKFLOW |  |  | 41245
Phoenix Biomedical Campus
Building 3
Exterior
Arizona | Backflow Preventer Outside (West) | Back Flow Preventer | BACKFLOW |  |  | 41244
Phoenix Biomedical Campus
Building 3
Exterior
Arizona | AHU-3 | Air Handler Unit | AIRHANDLER | York | XTI-072X132NAGA0464 | 40416
Phoenix Biomedical Campus
Building 3
1st Floor
Mechanical Room 3104
Building 3 - 122 Total:
Building 4
Arizona | Instantaneous Hot Water Heater (Electric) | Water Heater | WATERHEATER | Eemax | EX3512TFS | 40412
Phoenix Biomedical Campus
Building 4
Custodian 107
Arizona | Instantaneous Hot Water Heater (Electric) | Water Heater | WATERHEATER | Eemax | EX3512TFS | 40415
Phoenix Biomedical Campus
Building 4
Kitchen
Arizona | Instantaneous Hot Water Heater, Electric | Water Heater | WATERHEATER | Eemax | EX8208TML | 40413
Phoenix Biomedical Campus
Building 4
Men's Restroom 109
Arizona | Instantaneous Hot Water Heater, Electric | Water Heater | WATERHEATER | Eemax | EX820TML | 40414
Phoenix Biomedical Campus
Building 4
Women's Restroom 105
Arizona | Instantaneous Water Heater, Electric | Water Heater | WATERHEATER | Eemax | EX3512T FS | 40626
Phoenix Biomedical Campus
Building 4
Shop 123G
Arizona | Water Fountain, W - Lower Unit | Water Fountain | WATERFOUNTAIN | Elkay | EHF8A8 | 40410
Phoenix Biomedical Campus
Building 4
Lobby
Arizona | Water Fountain, E - Higher Unit | Water Fountain | WATERFOUNTAIN | Elkay | EHFSA8 | 40411
Phoenix Biomedical Campus
Building 4
Lobby
Arizona | RTU-HP-6 | Roof Top Unit | RTU | Carrier | 50TCQA06A2A5A | 40403
Phoenix Biomedical Campus
Building 4
Rooftop
Roof
Arizona | RTU-HP-7 | Roof Top Unit | RTU | Carrier | 50TCQA06A2A5A | 40404
Phoenix Biomedical Campus
Building 4
Rooftop
Roof
Arizona | RTU-HP-8 | Roof Top Unit | RTU | Carrier | 50TCQA06A2A5A | 40405
Phoenix Biomedical Campus
Building 4
Rooftop
Roof
Arizona | RTU-HP-9 | Roof Top Unit | RTU | Carrier | 50TCQA06A2A5A | 40406
Phoenix Biomedical Campus
Building 4
Rooftop
Roof
Arizona | RTU-HP-12 | Roof Top Unit | RTU | Carrier | 50TCQA06A2A5A | 40407
Phoenix Biomedical Campus
Building 4
Rooftop
Roof
Arizona | RTU-HP-11 | Roof Top Unit | RTU | Carrier | 50TCQA06A2A5A | 40408
Phoenix Biomedical Campus
Building 4
Rooftop
Roof
Arizona | RTU-HP-10 | Roof Top Unit | RTU | Carrier | 50TCQA06A2A5A | 40409
Phoenix Biomedical Campus
Building 4
Rooftop
Roof
Arizona | RTU-HP-5 | Roof Top Unit | RTU | Carrier | 50TCQA06A2A5A | 40398
Phoenix Biomedical Campus
Building 4
Rooftop
Roof
Arizona | RTU-HP-3 | Roof Top Unit | RTU | Carrier | 50TCQA06A2A5A | 40399
Phoenix Biomedical Campus
Building 4
Rooftop
Roof
Arizona | RTU-HP-2 | Roof Top Unit | RTU | Carrier | 50TCQA06A2A5A | 40400
Phoenix Biomedical Campus
Building 4
Rooftop
Roof
Arizona | RTU-HP-1 | Roof Top Unit | RTU | Carrier | 50TCQA06A2A5A | 40402
Phoenix Biomedical Campus
Building 4
Rooftop
Roof
Arizona | RTU-HP-4 | Roof Top Unit | RTU | Carrier | 50TCQ0SA2A5A | 40397
Phoenix Biomedical Campus
Building 4
Rooftop
Roof
Arizona | Fire Control Panel | Fire Control Panel | FIRECONTROLPANEL |  | EST | 41458
Phoenix Biomedical Campus
Building 4
Shell space
Arizona | EWS | Eye Wash Station | EYEWASHSTATION | Encon | Z358.1-2004 | 40625
Phoenix Biomedical Campus
Building 4
Shop 123G
Arizona | E.F. 2 | Exhaust Fan | EXHAUSTFAN |  | 6-080-D-X | 41247
Phoenix Biomedical Campus
Building 4
Rooftop
Roof
Arizona | EF-1 | Exhaust Fan | EXHAUSTFAN | Greenhech | CUBE-121-4-X | 40401
Phoenix Biomedical Campus
Building 4
Rooftop
Roof
Arizona | Electrical Switchboard 1 of 3 | Electrical Switchboard | ELECTRICALSWITCHBOARD | Square D | QED | 40612
Phoenix Biomedical Campus
Building 4
Arizona | Electrical Switchboard 1 of 3 | Electrical Switchboard | ELECTRICALSWITCHBOARD | Square D | QED | 40614
Phoenix Biomedical Campus
Building 4
Arizona | Electrical Switchboard 1 of 2 | Electrical Switchboard | ELECTRICALSWITCHBOARD | Square D | QED | 40613
Phoenix Biomedical Campus
Building 4
Arizona | Electrical Panel LA | Electrical Panel | EPANEL | Square D | NQ | 40608
Phoenix Biomedical Campus
Building 4
Arizona | Electrical Panel PA | Electrical Panel | EPANEL | Square D | NF | 40609
Phoenix Biomedical Campus
Building 4
Arizona | Electrical Panel PB | Electrical Panel | EPANEL | Square D | NQ | 40610
Phoenix Biomedical Campus
Building 4
Arizona | Electrical Panel PC | Electrical Panel | EPANEL | Square D | NQ | 40611
Phoenix Biomedical Campus
Building 4
Arizona | Electrical Panel MB | Electrical Panel | EPANEL | Square D | NF | 40605
Phoenix Biomedical Campus
Building 4
Arizona | Electrical Panel DS | Electrical Panel | EPANEL | Square D | HCN I-Line | 40606
Phoenix Biomedical Campus
Building 4
Arizona | Electrical Panel MA | Electrical Panel | EPANEL | Square D | NF | 40607
Phoenix Biomedical Campus
Building 4
Arizona | Cooler | Cooler | COOLER |  |  | 40396
Phoenix Biomedical Campus
Building 4
Rooftop
Roof
Arizona | Lighting Control Panel | Control Panel | CONTROL-PANEL |  | K32 | 41457
Phoenix Biomedical Campus
Building 4
Custodian 107
Arizona | Backflow Preventer | Back Flow Preventer | BACKFLOW | AMES |  | 41249
Phoenix Biomedical Campus
Building 4
Exterior
Building 4 - 36 Total:
Cancer Center
Arizona | Water Softener WS-1 | Water Softener | WATER-SOFTENER | High Peaks | HPS-YG01512 Duplex | CC-1864
Phoenix Biomedical Campus
Cancer Center
6th Floor
Building Support
6003 Boiler Room
Arizona | Water Softener WS-2 | Water Softener | WATER-SOFTENER | High Peaks | HPS-YG01512 Duplex | CC-1867
Phoenix Biomedical Campus
Cancer Center
6th Floor
Building Support
6003 Boiler Room
Arizona | Water Heater DHW-1 | Water Heater | WATERHEATER | Power VT | 800 P 250A-PV | CC-1888
Phoenix Biomedical Campus
Cancer Center
6th Floor
Building Support
6003 Boiler Room
Arizona | Water Heater DHW-2 | Water Heater | WATERHEATER | Power VT | 800 P 250A-PV | CC-1889
Phoenix Biomedical Campus
Cancer Center
6th Floor
Building Support
6003 Boiler Room
Arizona | Electric Water Heater EWH-1 | Water Heater | WATERHEATER | A.O. SMITH | EJC 6 200 | CC-1675
Phoenix Biomedical Campus
Cancer Center
1st Floor
Grand Entry
1008 Coffee / Retail Storage
Arizona | Remote Water Fountain Chiller | Water Fountain | WATERFOUNTAIN | HalseyTaylor | SJ8 | CC-1894
Phoenix Biomedical Campus
Cancer Center
1st Floor
Arizona | Remote Water Fountain Chiller | Water Fountain | WATERFOUNTAIN | HalseyTaylor | SJ8 | CC-1893
Phoenix Biomedical Campus
Cancer Center
2nd Floor
Arizona | Remote Water Fountain Chiller | Water Fountain | WATERFOUNTAIN | HalseyTaylor | SJ8 | CC-1892
Phoenix Biomedical Campus
Cancer Center
3rd Floor
Arizona | Remote Water Fountain Chiller | Water Fountain | WATERFOUNTAIN | HalseyTaylor | SJ8 | CC-1891
Phoenix Biomedical Campus
Cancer Center
4th Floor
Arizona | Remote Water Fountain Chiller | Water Fountain | WATERFOUNTAIN | HalseyTaylor | SJ8 | CC-1890
Phoenix Biomedical Campus
Cancer Center
5th Floor
Arizona | Chill Water Filter WF-1 | Water Filter | WATERFILTER |  | N/A | CC-1737
Phoenix Biomedical Campus
Cancer Center
1st Floor
Building Support
1019 Corridor
1031 Mechanical
Arizona | Heating Hot Water Filter WF-2 | Water Filter | WATERFILTER |  | NA | CC-1131
Phoenix Biomedical Campus
Cancer Center
6th Floor
Building Support
6003 Boiler Room
Arizona | Variable Frequency Drive VFD-5 AHU-4-SF | Variable Frequency Drive | VFD | ABB | ACH 550 | CC-1787
Phoenix Biomedical Campus
Cancer Center
6th Floor
Building Support
6004 Mechanical Room East
Arizona | Variable Frequency Drive VFD-7 AHU-4-RF | Variable Frequency Drive | VFD | ABB | ACH 550 | CC-1789
Phoenix Biomedical Campus
Cancer Center
6th Floor
Building Support
6004 Mechanical Room East
Arizona | Variable Frequency Drive VFD-6 AHU-4-SF | Variable Frequency Drive | VFD | ABB | ACH 550 | CC-1788
Phoenix Biomedical Campus
Cancer Center
6th Floor
Building Support
6004 Mechanical Room East
Arizona | Variable Frequency Drive VFD-8 AHU-4-RF | Variable Frequency Drive | VFD | ABB | ACH 550 | CC-1790
Phoenix Biomedical Campus
Cancer Center
6th Floor
Building Support
6004 Mechanical Room East
Arizona | Variable Frequency Drive VFD-15 | Variable Frequency Drive | VFD | ABB | ACH 550 | CC-1116
Phoenix Biomedical Campus
Cancer Center
6th Floor
Building Support
6003 Boiler Room
Arizona | Variable Frequency Drive VFD-16 | Variable Frequency Drive | VFD | ABB | ACH 550 | CC-1117
Phoenix Biomedical Campus
Cancer Center
6th Floor
Building Support
6003 Boiler Room
Arizona | Variable Frequency Drive VFD-14 | Variable Frequency Drive | VFD | ABB | ACH 550 | CC-1125
Phoenix Biomedical Campus
Cancer Center
6th Floor
Building Support
6003 Boiler Room
Arizona | Variable Frequency Drive VFD-13 | Variable Frequency Drive | VFD | ABB | ACH 550 | CC-1126
Phoenix Biomedical Campus
Cancer Center
6th Floor
Building Support
6003 Boiler Room
Arizona | Variable Frequency Drive VFD-12 | Variable Frequency Drive | VFD | ABB | ACH 550 | CC-1127
Phoenix Biomedical Campus
Cancer Center
6th Floor
Building Support
6003 Boiler Room
Arizona | Variable Frequency Drive VFD-9 CHP-1 | Variable Frequency Drive | VFD | ABB | ACH 550 | CC-1730
Phoenix Biomedical Campus
Cancer Center
1st Floor
Building Support
1019 Corridor
1031 Mechanical
Arizona | Variable Frequency Drive VFD-10 CHP-2 | Variable Frequency Drive | VFD | ABB | ACH 550 | CC-1731
Phoenix Biomedical Campus
Cancer Center
1st Floor
Building Support
1019 Corridor
1031 Mechanical
Arizona | Variable Frequency Drive VFD-11 CHP-3 | Variable Frequency Drive | VFD | ABB | ACH 550 | CC-1732
Phoenix Biomedical Campus
Cancer Center
1st Floor
Building Support
1019 Corridor
1031 Mechanical
Arizona | Variable Frequency Drive VFD-1 AHU-1-SF | Variable Frequency Drive | VFD | ABB | ACH 550 | CC-1028
Phoenix Biomedical Campus
Cancer Center
6th Floor
Roof
Arizona | Variable Frequency Drive VFD-2 AHU-1-RF | Variable Frequency Drive | VFD | ABB | ACH 550 | CC-1029
Phoenix Biomedical Campus
Cancer Center
6th Floor
Roof
Arizona | Variable Frequency Drive VFD-3 AHU-2-SF | Variable Frequency Drive | VFD | ABB | ACH 550 | CC-1032
Phoenix Biomedical Campus
Cancer Center
6th Floor
Roof
Arizona | Variable Frequency Drive VFD-4 AHU-2-RF | Variable Frequency Drive | VFD | ABB | ACH 550 | CC-1033
Phoenix Biomedical Campus
Cancer Center
6th Floor
Roof
Arizona | Thermostatic Mixing Valves TMV-1 | Valve | VALVE | Symmons | 6-1000A-NI-W | CC-1862
Phoenix Biomedical Campus
Cancer Center
6th Floor
Building Support
6003 Boiler Room
Arizona | Chilled Water Supply Valve CWSV-1 | Valve | VALVE | RCEL | RCEL015 | CC-1722
Phoenix Biomedical Campus
Cancer Center
1st Floor
Building Support
1019 Corridor
1031 Mechanical
Arizona | Chilled Water Return Valve CWRV-1 | Valve | VALVE | Bray Controls | 70-0121-113D0-536/A | CC-1723
Phoenix Biomedical Campus
Cancer Center
1st Floor
Building Support
1019 Corridor
1031 Mechanical
Arizona | Chilled Water Supply Valve CHSV-2 | Valve | VALVE | RCEL | RCEL015 | CC-1724
Phoenix Biomedical Campus
Cancer Center
1st Floor
Building Support
1019 Corridor
1031 Mechanical
Arizona | Chilled Water Return Valve CWRV-2 | Valve | VALVE | Bray Controls | 70-0121-113D0-536/A | CC-1725
Phoenix Biomedical Campus
Cancer Center
1st Floor
Building Support
1019 Corridor
1031 Mechanical
Arizona | Chilled Water Supply Valve CWSV-3 | Valve | VALVE | RCEL | RCEL015 | CC-1726
Phoenix Biomedical Campus
Cancer Center
1st Floor
Building Support
1019 Corridor
1031 Mechanical
Arizona | Chilled Water Return Valve CWRV-3 | Valve | VALVE | Bray Controls | 70-0121-113D0-536/A | CC-1727
Phoenix Biomedical Campus
Cancer Center
1st Floor
Building Support
1019 Corridor
1031 Mechanical
Arizona | Valve | Valve | VALVE |  |  | CC-1874
Phoenix Biomedical Campus
Cancer Center
4th Floor
Endo/Interventional Radiology
4203 Corridor
4237 Decontamination
Arizona | Valve | Valve | VALVE |  |  | CC-1873
Phoenix Biomedical Campus
Cancer Center
4th Floor
Endo/Interventional Radiology
4203 Corridor
4237 Decontamination
Arizona | Transformer T-4-N-LDPB | Transformer | TRANSFORMER | Siemens | SLFC402504G | CC-1802
Phoenix Biomedical Campus
Cancer Center
4th Floor
Building Support
4007 Corridor
4016 Electrical
Arizona | Transformer T-1-N-LDPA | Transformer | TRANSFORMER | Siemens |  | CC-1819
Phoenix Biomedical Campus
Cancer Center
1st Floor
Building Support
1016 Corridor
1016 Electrical
Arizona | Transformer XFMR T-2-N-LDPA | Transformer | TRANSFORMER |  |  | CC-1703
Phoenix Biomedical Campus
Cancer Center
2nd Floor
Building Support
2014 Electrical
Arizona | Transformer XFMR-T-1NLP1 | Transformer | TRANSFORMER | Siemens | 3F3Y045K4FTP1DS | CC-1743
Phoenix Biomedical Campus
Cancer Center
1st Floor
Building Support
1043 APS/Electrical Room
Arizona | Transformer XFMR-T-1NLP2 | Transformer | TRANSFORMER | Siemens | 3F3Y045K4FTP1DS | CC-1744
Phoenix Biomedical Campus
Cancer Center
1st Floor
Building Support
1043 APS/Electrical Room
Arizona | Transformer XFMR-T-1OS2LP1 | Transformer | TRANSFORMER | Siemens | 3F3Y045K4FTP1DS | CC-1756
Phoenix Biomedical Campus
Cancer Center
1st Floor
Building Support
1044 Emergency Electrical Room
Arizona | Transformer XFMR-T-1EMLP1 | Transformer | TRANSFORMER | Siemens | 3F3Y045K4FTP1DS | CC-1766
Phoenix Biomedical Campus
Cancer Center
2nd Floor
Building Support
2014 Electrical
Arizona | Transformer XFMR-T-4-OS1-LDP | Transformer | TRANSFORMER | Siemens | 3F3Y112K4FTP1DS | CC-1767
Phoenix Biomedical Campus
Cancer Center
1st Floor
Building Support
1044 Emergency Electrical Room
Arizona | Transformer T-5-N-LDPA | Transformer | TRANSFORMER | Siemens | N/A | CC-1017
Phoenix Biomedical Campus
Cancer Center
5th Floor
Building Support
5016 Electrical
Arizona | Transformer 60S1HP1 | Transformer | TRANSFORMER | Siemens | NA | CC-1105
Phoenix Biomedical Campus
Cancer Center
6th Floor
Building Support
6016 Electrical
Arizona | Transformer T-6NLP1 | Transformer | TRANSFORMER | Siemens | NA | CC-1108
Phoenix Biomedical Campus
Cancer Center
6th Floor
Building Support
6016 Electrical
Arizona | Transformer XFMR-T-6NLP1 | Transformer | TRANSFORMER | Siemens | 3F3Y030K4FTP1DS | CC-1111
Phoenix Biomedical Campus
Cancer Center
6th Floor
Building Support
6016 Electrical
Arizona | Transformer T-ElEV | Transformer | TRANSFORMER | Siemens | 3F3Y030K4FTP1DS | CC-1112
Phoenix Biomedical Campus
Cancer Center
6th Floor
Building Support
6016 Electrical
Arizona | Transformer T-3-N-LDPA | Transformer | TRANSFORMER | Siemens |  | CC-1338
Phoenix Biomedical Campus
Cancer Center
3rd Floor
Building Support
3016 Electrical
Arizona | Transformer T-3-N-LDPB | Transformer | TRANSFORMER | Siemens |  | CC-1373
Phoenix Biomedical Campus
Cancer Center
3rd Floor
Building Support
3014 Electrical
Arizona | Transformer XFMR T-2-N-LDPB | Transformer | TRANSFORMER | Siemens | 3F3Y112K4FTP1DS | CC-1400
Phoenix Biomedical Campus
Cancer Center
2nd Floor
Building Support
2016 Electrical
Arizona | Transformer T-4-N-LDPB | Transformer | TRANSFORMER | Siemens | SLFC402504G | CC-1514
Phoenix Biomedical Campus
Cancer Center
4th Floor
Building Support
4007 Corridor
4016 Electrical
Arizona | Transformer T-4-N-LDPA | Transformer | TRANSFORMER | Siemens | 3F3Y112K4FTP1DS | CC-1511
Phoenix Biomedical Campus
Cancer Center
4th Floor
Building Support
4014 Electrical
Arizona | Transformer T-1-N-LDPB | Transformer | TRANSFORMER | Siemens |  | CC-1682
Phoenix Biomedical Campus
Cancer Center
1st Floor
Building Support
1014 Electrical
Arizona | Transformer T-5-N-LDPB | Transformer | TRANSFORMER | Siemens | 3F3Y112K4FTP1DS | CC-1002
Phoenix Biomedical Campus
Cancer Center
5th Floor
Building Support
5014 Electrical
Arizona | Fire Pump Transfer Switch FPTS-1 | Transfer Switch | TRANSFERSWITCH | Torna Tech | GPU-460/75/3/60 | CC-1711
Phoenix Biomedical Campus
Cancer Center
1st Floor
Building Support
1019 Corridor
1033 Fire Pump Room
Arizona | Brine Tank | Tank | TANK |  | N/A | CC-1863
Phoenix Biomedical Campus
Cancer Center
6th Floor
Building Support
6004 Mechanical Room East
Arizona | Jockey Pump Controller JP-1 | Pump Controller | PCON | Torna Tech | JP3-460/1.5/3/60 | CC-1712
Phoenix Biomedical Campus
Cancer Center
1st Floor
Building Support
1019 Corridor
1033 Fire Pump Room
Arizona | Fire Pump Controller FPC-1 | Pump Controller | PCON | Torna Tech | GPY-460/75/3/60 | CC-1710
Phoenix Biomedical Campus
Cancer Center
1st Floor
Building Support
1019 Corridor
1033 Fire Pump Room
Arizona | Fire Pump Controller | Pump Controller | PCON | Siemens | 3004434447-021010-01 | CC-1759
Phoenix Biomedical Campus
Cancer Center
1st Floor
Building Support
1043 APS/Electrical Room
Arizona | Pump Controller | Pump Controller | PCON | EG Controls | 267311 | CC-1780
Phoenix Biomedical Campus
Cancer Center
Exterior
Arizona | Pumps BP-1 | Pump | PUMP | Quantum Flo | 1270-9 | CC-1729
Phoenix Biomedical Campus
Cancer Center
1st Floor
Building Support
1019 Corridor
1031 Mechanical
Arizona | Pump PCHP-1 20 | Pump | PUMP | Baldor | N/A | CC-1850
Phoenix Biomedical Campus
Cancer Center
1st Floor
Materials Management
1041 Materials Storage
Arizona | Pump PCHP-2 20 | Pump | PUMP | Baldor | N/A | CC-1851
Phoenix Biomedical Campus
Cancer Center
1st Floor
Materials Management
1041 Materials Storage
Arizona | Fire Pump FP-1 | Pump | PUMP | Nidec Motor Corporation | DC79 | CC-1713
Phoenix Biomedical Campus
Cancer Center
1st Floor
Building Support
1019 Corridor
1033 Fire Pump Room
Arizona | Jockey Pump | Pump | PUMP | Goulds | 1SV11FD4F20 | CC-1714
Phoenix Biomedical Campus
Cancer Center
1st Floor
Building Support
1019 Corridor
1033 Fire Pump Room
Arizona | Pumps ESP-1 | Pump | PUMP | B&G | 2EC1534H | CC-1781
Phoenix Biomedical Campus
Cancer Center
Exterior
Arizona | Pumps ESP-2 | Pump | PUMP | B&G | 2EC0511 | CC-1782
Phoenix Biomedical Campus
Cancer Center
Exterior
Arizona | Pumps DHRP-1 | Pump | PUMP | Tigerflow | E6145 | CC-1861
Phoenix Biomedical Campus
Cancer Center
6th Floor
Building Support
6003 Boiler Room
Arizona | Heating Hot Water Pump HWP-1 | Pump | PUMP | Baldor | 37N472T853G1 | CC-1128
Phoenix Biomedical Campus
Cancer Center
6th Floor
Building Support
6003 Boiler Room
Arizona | Heating Hot Water Pump HWP-2 | Pump | PUMP | Baldor | 37N472T853G1 | CC-1129
Phoenix Biomedical Campus
Cancer Center
6th Floor
Building Support
6003 Boiler Room
Arizona | Heating Hot Water Pump HWP-3 | Pump | PUMP | Baldor | 37N472T853G1 | CC-1130
Phoenix Biomedical Campus
Cancer Center
6th Floor
Building Support
6003 Boiler Room
Arizona | Medical VAC Pump | Pump | PUMP | Beacon | 410651201 | CC-1120
Phoenix Biomedical Campus
Cancer Center
6th Floor
Building Support
6004 Mechanical Room East
Arizona | Medical VAC Pump | Pump | PUMP | Beacon | 410651201 | CC-1121
Phoenix Biomedical Campus
Cancer Center
6th Floor
Building Support
6004 Mechanical Room East
Arizona | Chilled Beam Pump CBP-1 | Pump | PUMP | Baldor | 37N472T853G1 | CC-1114
Phoenix Biomedical Campus
Cancer Center
6th Floor
Building Support
6004 Mechanical Room East
Arizona | Chilled Beam Pump CBP-2 | Pump | PUMP | Baldor | 37N472T853G1 | CC-1115
Phoenix Biomedical Campus
Cancer Center
6th Floor
Building Support
6004 Mechanical Room East
Arizona | Chilled Water Pump CHP-1 | Pump | PUMP | Baldor | EM2543T-G | CC-1733
Phoenix Biomedical Campus
Cancer Center
1st Floor
Building Support
1019 Corridor
1031 Mechanical
Arizona | Chilled Water Pump CHP-2 | Pump | PUMP | Baldor | EM2543T-G | CC-1734
Phoenix Biomedical Campus
Cancer Center
1st Floor
Building Support
1019 Corridor
1031 Mechanical
Arizona | Chilled Water Pump CHP-3 | Pump | PUMP | Baldor | EM2543T-G | CC-1735
Phoenix Biomedical Campus
Cancer Center
1st Floor
Building Support
1019 Corridor
1031 Mechanical
Arizona | Pot Feeder PF-1 Chilled Water | Pot Feeder | PF |  | N/A | CC-1886
Phoenix Biomedical Campus
Cancer Center
1st Floor
Building Support
1019 Corridor
1031 Mechanical
Arizona | Pot Feeder Heating Hot Water | Pot Feeder | PF |  |  | CC-1887
Phoenix Biomedical Campus
Cancer Center
6th Floor
Building Support
6003 Boiler Room
Arizona | CO Gas Monitor | Monitor | MONITOR | Honeywell | E3 Point Gas Monitor | CC-1909
Phoenix Biomedical Campus
Cancer Center
6th Floor
Building Support
6003 Boiler Room
Arizona | Dri Steam Humidifier | Humidifier | HUMIDIFIER |  | XTP017L3 | CC-1897
Phoenix Biomedical Campus
Cancer Center
1st Floor
Diagnostic Imaging
1312 Corridor
1324 MRI Suite
Arizona | Humidifier | Humidifier | HUMIDIFIER |  | XTP025L3 | CC-1875
Phoenix Biomedical Campus
Cancer Center
1st Floor
Diagnostic Imaging
1314 Corridor
1334 PET/CT
Arizona | Humidifier Generator HUM-1 | Humidifier | HUMIDIFIER | DRISTEEM VAPORSTREAM | GTS-600 | CC-1124
Phoenix Biomedical Campus
Cancer Center
6th Floor
Building Support
6004 Mechanical Room East
Arizona | Heater UH1-1 | Heater | HEATER | TPI Corporation | P3PUH05CA1 | CC-1716
Phoenix Biomedical Campus
Cancer Center
1st Floor
Building Support
1019 Corridor
1033 Fire Pump Room
Arizona | Generator | Generator | GENERATOR | Cummins Onan | DFEH-1344839 | CC-1775
Phoenix Biomedical Campus
Cancer Center
1st Floor
Building Support
1045 Emergency Generator Room
Arizona | Fire Alarm Control FACP | Fire Control Panel | FIRECONTROLPANEL | SES Simplex Control | 2975-9446 | CC-1751
Phoenix Biomedical Campus
Cancer Center
1st Floor
Building Support
1043 APS/Electrical Room
Arizona | Fire Booster Panel NAC2 | Fire Control Panel | FIRECONTROLPANEL | SES Simplex Control | N/A | CC-1691
Phoenix Biomedical Campus
Cancer Center
1st Floor
Building Support
1014 Electrical
Arizona | Fire Alarm Panel NAC 5 | Fire Control Panel | FIRECONTROLPANEL | SES Simplex Control | N/A | CC-1344
Phoenix Biomedical Campus
Cancer Center
3rd Floor
Building Support
3016 Electrical
Arizona | Fire Panel NAC 6 | Fire Control Panel | FIRECONTROLPANEL | SES Simplex Control | N/A | CC-1381
Phoenix Biomedical Campus
Cancer Center
3rd Floor
Building Support
3014 Electrical
Arizona | Fire Alarm Panel NAC 9 | Fire Control Panel | FIRECONTROLPANEL | SES Simplex Control | N/A | CC-1026
Phoenix Biomedical Campus
Cancer Center
5th Floor
Building Support
5016 Electrical
Arizona | Fire Alarm Panel | Fire Control Panel | FIRECONTROLPANEL | Cheetah | N/A | CC-1715
Phoenix Biomedical Campus
Cancer Center
1st Floor
Building Support
1019 Corridor
1033 Fire Pump Room
Arizona | Water Filter System | Filtration Sytem | FILTSYS | 3M | 2XX | CC-1676
Phoenix Biomedical Campus
Cancer Center
1st Floor
Grand Entry
1008 Coffee / Retail Storage
Arizona | MRI Water Filter | Filtration Sytem | FILTSYS |  |  | CC-1895
Phoenix Biomedical Campus
Cancer Center
1st Floor
Diagnostic Imaging
1312 Corridor
1324 MRI Suite
Arizona | Fan Coil Unit FC-1-1 | Fan Coil Unit | FANCOIL | Price | BCH-20 | CC-1719
Phoenix Biomedical Campus
Cancer Center
1st Floor
Building Support
1019 Corridor
Arizona | Fan Coil Unit FC-1-13 | Fan Coil Unit | FANCOIL | Price | BCH-30 | CC-1777
Phoenix Biomedical Campus
Cancer Center
1st Floor
Building Support
1016 Corridor
1040 Materials Management
Arizona | Fan Coil Unit FC-1-2 | Fan Coil Unit | FANCOIL | Price | BCH-8 | CC-1814
Phoenix Biomedical Campus
Cancer Center
1st Floor
Materials Management
1024 Biomedical Workroom
Arizona | Fan Coil Unit, FC-2-1-1 | Fan Coil Unit | FANCOIL |  | BC11 | CC-1899
Phoenix Biomedical Campus
Cancer Center
2nd Floor
Building Support
2018 Telecom
Arizona | Fan Coil Unit FC-P-8 | Fan Coil Unit | FANCOIL | Price | BCH-16 | CC-1898
Phoenix Biomedical Campus
Cancer Center
6th Floor
Building Support
6003 Boiler Room
Arizona | Fan Coil Unit FC-P-9 | Fan Coil Unit | FANCOIL | Price | BCH-8 | CC-1785
Phoenix Biomedical Campus
Cancer Center
6th Floor
Building Support
6002 Electrical
Arizona | Fan Coil Unit FC-P-4 | Fan Coil Unit | FANCOIL | Price | BCH-20 | CC-1784
Phoenix Biomedical Campus
Cancer Center
6th Floor
Building Support
6002 Electrical
Arizona | Fan Coil Unit FC-1-4 | Fan Coil Unit | FANCOIL | Price | BCH-8 | CC-1742
Phoenix Biomedical Campus
Cancer Center
1st Floor
Building Support
1043 APS/Electrical Room
Arizona | Fan Coil Unit FC-1-6 | Fan Coil Unit | FANCOIL | Price | BCH-8 | CC-1769
Phoenix Biomedical Campus
Cancer Center
1st Floor
Building Support
1044 Emergency Electrical Room
Arizona | Fan Coil Unit FC-1-5 | Fan Coil Unit | FANCOIL | Price | BCH-20 | CC-1770
Phoenix Biomedical Campus
Cancer Center
1st Floor
Building Support
1045 Emergency Generator Room
Arizona | Fan Coil Unit FC-1-3 | Fan Coil Unit | FANCOIL | Trane | BCH-8 | CC-1660
Phoenix Biomedical Campus
Cancer Center
1st Floor
Clinic
1202 Corridor
1271 Reception
Arizona | Fan Coil Unit FC-2-2 | Fan Coil Unit | FANCOIL | Price | BCH-8 | CC-1414
Phoenix Biomedical Campus
Cancer Center
2nd Floor
Building Support
2013 Telecom
Arizona | Fan Coil Unit FC-1-11 | Fan Coil Unit | FANCOIL | Price | BCH-30 | CC-1571
Phoenix Biomedical Campus
Cancer Center
1st Floor
Radiation Oncology
1201 Corridor
Arizona | Fan Coil Unit FC-1-10 | Fan Coil Unit | FANCOIL | Price | BCH-30 | CC-1578
Phoenix Biomedical Campus
Cancer Center
1st Floor
Radiation Oncology
1204 Corridor
Arizona | Fan Coil Unit FC-1-9 | Fan Coil Unit | FANCOIL | Price | BCH-30 | CC-1579
Phoenix Biomedical Campus
Cancer Center
1st Floor
Radiation Oncology
1204 Corridor
Arizona | Fan Coil Unit FC-1-7 | Fan Coil Unit | FANCOIL | Price | BCH-8 | CC-1647
Phoenix Biomedical Campus
Cancer Center
1st Floor
Diagnostic Imaging
1312 Corridor
1328 Equipment
Arizona | Fan Coil Unit FC-1-14 | Fan Coil Unit | FANCOIL | Price | BCH-30 | CC-1648
Phoenix Biomedical Campus
Cancer Center
1st Floor
Diagnostic Imaging
1313 Corridor
Arizona | Fan Coil Unit FC-1-12 | Fan Coil Unit | FANCOIL | Price | BCH-30 | CC-1640
Phoenix Biomedical Campus
Cancer Center
1st Floor
Diagnostic Imaging
1310 Corridor
Arizona | Fan Coil Unit FC-P-1 | Fan Coil Unit | FANCOIL | Price | BCH-8 | CC-1100
Phoenix Biomedical Campus
Cancer Center
6th Floor
Building Support
6018 IDF
Arizona | Fan Coil Unit FC-P-2 | Fan Coil Unit | FANCOIL | Price | BCH-20 | CC-1101
Phoenix Biomedical Campus
Cancer Center
6th Floor
Building Support
6018 IDF
Arizona | Fan Coil Unit FC-P-6 | Fan Coil Unit | FANCOIL | Price | BCH-30 | CC-1102
Phoenix Biomedical Campus
Cancer Center
6th Floor
Building Support
6009
Arizona | Fan Coil Unit FC-P-7 | Fan Coil Unit | FANCOIL | Price | BCH-8 | CC-1103
Phoenix Biomedical Campus
Cancer Center
6th Floor
Building Support
6005 Mechanical Room North
Arizona | Fan Coil Unit FC-P-5 | Fan Coil Unit | FANCOIL | Price | BCH-20 | CC-1104
Phoenix Biomedical Campus
Cancer Center
6th Floor
Building Support
6016 Electrical
Arizona | Fan Coil Unit FC-P-3 | Fan Coil Unit | FANCOIL | Price | BCH-20 | CC-1113
Phoenix Biomedical Campus
Cancer Center
6th Floor
Building Support
6004 Mechanical Room East
Arizona | Fan Coil Unit FC5-2 | Fan Coil Unit | FANCOIL | Trane | BCH-8 | CC-1011
Phoenix Biomedical Campus
Cancer Center
5th Floor
Building Support
5013 Telecom
Arizona | Fan Coil Unit FC-5-1 | Fan Coil Unit | FANCOIL | Trane | BCH-8 | CC-1014
Phoenix Biomedical Campus
Cancer Center
5th Floor
Building Support
5018 Telecom
Arizona | Fan Coil Unit FC-4-2 | Fan Coil Unit | FANCOIL | Trane | BCH-8 | CC-1552
Phoenix Biomedical Campus
Cancer Center
4th Floor
Building Support
4013 Telecom
Arizona | Fan Coil Unit FC-4-1 | Fan Coil Unit | FANCOIL | Trane | BCH-8 | CC-1553
Phoenix Biomedical Campus
Cancer Center
4th Floor
Endo/Interventional Radiology
4311 Corridor
4373 Office
Arizona | Fan Coil Unit FC-3-1 | Fan Coil Unit | FANCOIL | Trane | BCH-8 | CC-1054
Phoenix Biomedical Campus
Cancer Center
3rd Floor
Breast/GYN
3316 Corridor
3353 Office
Arizona | Fan Coil Unit FC-3-2 | Fan Coil Unit | FANCOIL | Price | BCH-8 | CC-1359
Phoenix Biomedical Campus
Cancer Center
3rd Floor
Diagnostic Imaging
3406 Corridor
3400 Waiting Area
Arizona | Fan Coil Unit FC-4-3 | Fan Coil Unit | FANCOIL | Trane | BCH-8 | CC-1845
Phoenix Biomedical Campus
Cancer Center
4th Floor
Endo/Interventional Radiology
4205 Corridor
4239 Equipment
Arizona | Eye-Wash EW-1 | Eye Wash Station | EYEWASHSTATION | Guardian | G38009803 | CC-1778
Phoenix Biomedical Campus
Cancer Center
1st Floor
Building Support
1016 Corridor
1040 Materials Management
Arizona | Expansion Tank | Expansion Tank | EXPANSIONTANK | J L Wingert | DB-58D | CC-1869
Phoenix Biomedical Campus
Cancer Center
6th Floor
Building Support
6004 Mechanical Room East
Arizona | Expansion Tank | Expansion Tank | EXPANSIONTANK | Wessels | NLA-1000 | CC-1728
Phoenix Biomedical Campus
Cancer Center
1st Floor
Building Support
1019 Corridor
1031 Mechanical
Arizona | Expansion Tank ET-1 | Expansion Tank | EXPANSIONTANK | Wessels | NLA-200 | CC-1132
Phoenix Biomedical Campus
Cancer Center
6th Floor
Building Support
6003 Boiler Room
Arizona | Exhaust Fan EF-P-1 | Exhaust Fan | EXHAUSTFAN | Greenhech | CWB-099-4-X | CC-1797
Phoenix Biomedical Campus
Cancer Center
6th Floor
Roof
Arizona | Exhaust Fan EF-P-2 | Exhaust Fan | EXHAUSTFAN | Greenhech | 20-BISW-21-X-10-II | CC-1792
Phoenix Biomedical Campus
Cancer Center
6th Floor
Roof
Arizona | Exhaust Fan EF-P-3 | Exhaust Fan | EXHAUSTFAN | Greenhech | 16-BISW-21-X-10-II | CC-1793
Phoenix Biomedical Campus
Cancer Center
6th Floor
Roof
Arizona | Exhaust Fan EF-P-4 | Exhaust Fan | EXHAUSTFAN | Greenhech | 12-BISW-21-X-10-II | CC-1794
Phoenix Biomedical Campus
Cancer Center
6th Floor
Roof
Arizona | Exhaust Fan | Exhaust Fan | EXHAUSTFAN | Greenhech | BSQ-70-4-X | CC-1717
Phoenix Biomedical Campus
Cancer Center
1st Floor
Building Support
1019 Corridor
Arizona | Exhaust Fan | Exhaust Fan | EXHAUSTFAN | Greenhech | BSQ-90-4-X | CC-1718
Phoenix Biomedical Campus
Cancer Center
1st Floor
Building Support
1019 Corridor
Arizona | Emergency Spill Kit | Equipment | EQUIPMENT |  |  | CC-1885
Phoenix Biomedical Campus
Cancer Center
1st Floor
Building Support
1045 Emergency Generator Room
Arizona | EPANEL 1NHPA1 | Electrical Panel | EPANEL | Siemens | N/A | CC-1823
Phoenix Biomedical Campus
Cancer Center
1st Floor
Building Support
1016 Corridor
1016 Electrical
Arizona | EPANEL 1NLPA1 | Electrical Panel | EPANEL | Siemens | N/A | CC-1825
Phoenix Biomedical Campus
Cancer Center
1st Floor
Building Support
1016 Corridor
1016 Electrical
Arizona | EPANEL 1NLPA2 | Electrical Panel | EPANEL | Siemens | N/A | CC-1826
Phoenix Biomedical Campus
Cancer Center
1st Floor
Building Support
1016 Corridor
1016 Electrical
Arizona | EPANEL 1NLPA3 | Electrical Panel | EPANEL | Siemens | N/A | CC-1827
Phoenix Biomedical Campus
Cancer Center
1st Floor
Building Support
1016 Corridor
1016 Electrical
Arizona | EPANEL 60S2LP1 | Electrical Panel | EPANEL | Siemens | N/A | CC-1870
Phoenix Biomedical Campus
Cancer Center
6th Floor
Building Support
6004 Mechanical Room East
Arizona | APS Pull Sect. UAZCC-SES | Electrical Panel | EPANEL | Siemens | 3004434447-83040-01 | CC-1750
Phoenix Biomedical Campus
Cancer Center
1st Floor
Building Support
1043 APS/Electrical Room
Arizona | EPANEL 4-N-LDPB | Electrical Panel | EPANEL | Siemens | SLFC402504G | CC-1803
Phoenix Biomedical Campus
Cancer Center
4th Floor
Building Support
4007 Corridor
4016 Electrical
Arizona | EPANEL 4-N-HDB | Electrical Panel | EPANEL | Siemens |  | CC-1804
Phoenix Biomedical Campus
Cancer Center
4th Floor
Building Support
4007 Corridor
4016 Electrical
Arizona | EPANEL 4NHPB1 | Electrical Panel | EPANEL | Siemens |  | CC-1805
Phoenix Biomedical Campus
Cancer Center
4th Floor
Building Support
4007 Corridor
4016 Electrical
Arizona | EPANEL 1-N-LDPA | Electrical Panel | EPANEL | Siemens |  | CC-1821
Phoenix Biomedical Campus
Cancer Center
1st Floor
Building Support
1016 Corridor
1016 Electrical
Arizona | EPANEL 4NLPB1 | Electrical Panel | EPANEL | Siemens | N/A | CC-1807
Phoenix Biomedical Campus
Cancer Center
4th Floor
Building Support
4014 Electrical
Arizona | EPANEL 4NLPB2 | Electrical Panel | EPANEL | Siemens | N/A | CC-1808
Phoenix Biomedical Campus
Cancer Center
4th Floor
Building Support
4014 Electrical
Arizona | EPANEL 40S1LPB1 | Electrical Panel | EPANEL | Siemens | N/A | CC-1809
Phoenix Biomedical Campus
Cancer Center
4th Floor
Building Support
4014 Electrical
Arizona | EPANEL 4OS1LPBP | Electrical Panel | EPANEL | Siemens | N/A | CC-1810
Phoenix Biomedical Campus
Cancer Center
4th Floor
Building Support
4014 Electrical
Arizona | EPANEL 4NHPB1 | Electrical Panel | EPANEL | Siemens | N/A | CC-1811
Phoenix Biomedical Campus
Cancer Center
4th Floor
Building Support
4014 Electrical
Arizona | EPANEL 10S2LP2 | Electrical Panel | EPANEL | Siemens | N/A | CC-1817
Phoenix Biomedical Campus
Cancer Center
1st Floor
Building Support
1017 Corridor
1018 Telecom
Arizona | EPANEL 2NHPA1 | Electrical Panel | EPANEL |  |  | CC-1700
Phoenix Biomedical Campus
Cancer Center
2nd Floor
Building Support
2014 Electrical
Arizona | EPANEL 1-N-HDB | Electrical Panel | EPANEL | Siemens |  | CC-1686
Phoenix Biomedical Campus
Cancer Center
1st Floor
Building Support
1014 Electrical
Arizona | EPANEL 1NHPB1 | Electrical Panel | EPANEL | Siemens |  | CC-1687
Phoenix Biomedical Campus
Cancer Center
1st Floor
Building Support
1014 Electrical
Arizona | EPANEL 1NLPB1 | Electrical Panel | EPANEL | Siemens | N/A | CC-1688
Phoenix Biomedical Campus
Cancer Center
1st Floor
Building Support
1014 Electrical
Arizona | EPANEL 1NLPB2 | Electrical Panel | EPANEL | Siemens | N/A | CC-1689
Phoenix Biomedical Campus
Cancer Center
1st Floor
Building Support
1014 Electrical
Arizona | EPANEL 1NLPB3 | Electrical Panel | EPANEL | Siemens | N/A | CC-1690
Phoenix Biomedical Campus
Cancer Center
1st Floor
Building Support
1014 Electrical
Arizona | EPANEL 1-N-HDB | Electrical Panel | EPANEL | Siemens | 3004434447-070020-01 | CC-1745
Phoenix Biomedical Campus
Cancer Center
1st Floor
Building Support
1043 APS/Electrical Room
Arizona | EPANEL 1-N-HDB | Electrical Panel | EPANEL | Siemens | 3004434447-070020-02 | CC-1746
Phoenix Biomedical Campus
Cancer Center
1st Floor
Building Support
1043 APS/Electrical Room
Arizona | EPANEL 1NLP1 | Electrical Panel | EPANEL | Siemens | P1C42FX150CBS | CC-1747
Phoenix Biomedical Campus
Cancer Center
1st Floor
Building Support
1043 APS/Electrical Room
Arizona | EPANEL 1NHP1 | Electrical Panel | EPANEL | Siemens | P3E56ML250FBS | CC-1748
Phoenix Biomedical Campus
Cancer Center
1st Floor
Building Support
1043 APS/Electrical Room
Arizona | EPANEL 2-N-LDPA | Electrical Panel | EPANEL |  |  | CC-1704
Phoenix Biomedical Campus
Cancer Center
2nd Floor
Building Support
2014 Electrical
Arizona | Electrical Panel 2NLPA1 | Electrical Panel | EPANEL | Siemens | NA | CC-1705
Phoenix Biomedical Campus
Cancer Center
2nd Floor
Building Support
2016 Electrical
Arizona | Electrical Panel 2NLPA2 | Electrical Panel | EPANEL | Siemens | NA | CC-1706
Phoenix Biomedical Campus
Cancer Center
2nd Floor
Building Support
2016 Electrical
Arizona | Electrical Panel 2NLPA3 | Electrical Panel | EPANEL | Siemens | NA | CC-1707
Phoenix Biomedical Campus
Cancer Center
2nd Floor
Building Support
2016 Electrical
Arizona | EPANEL 1NLP2 | Electrical Panel | EPANEL | Siemens | P1C42FX150CBS | CC-1720
Phoenix Biomedical Campus
Cancer Center
1st Floor
Building Support
1019 Corridor
1031 Mechanical
Arizona | Electrical Panel 10S2LP2 | Electrical Panel | EPANEL | Siemens | P1C30BH100CBS | CC-1721
Phoenix Biomedical Campus
Cancer Center
1st Floor
Building Support
1019 Corridor
1032 Telecom
Arizona | EPANEL 1EMHPA1 | Electrical Panel | EPANEL | Siemens | P3E56ML250FBS | CC-1752
Phoenix Biomedical Campus
Cancer Center
1st Floor
Building Support
1044 Emergency Electrical Room
Arizona | EPANEL 1EMLPA1 | Electrical Panel | EPANEL | Siemens | P4C75J1250FBS | CC-1753
Phoenix Biomedical Campus
Cancer Center
1st Floor
Building Support
1044 Emergency Electrical Room
Arizona | EPANEL 10S2HP1 | Electrical Panel | EPANEL | Siemens | P3E56ML250FBS | CC-1754
Phoenix Biomedical Campus
Cancer Center
1st Floor
Building Support
1044 Emergency Electrical Room
Arizona | EPANEL 10S2LP1 | Electrical Panel | EPANEL | Siemens | P3C56FX150FBS | CC-1755
Phoenix Biomedical Campus
Cancer Center
1st Floor
Building Support
1044 Emergency Electrical Room
Arizona | ATS-EM | Electrical Panel | EPANEL | Russ Electric | RTS03-ATB6004AMF1G-RPTCS05 | CC-1760
Phoenix Biomedical Campus
Cancer Center
1st Floor
Building Support
1044 Emergency Electrical Room
Arizona | ATS-OS1 | Electrical Panel | EPANEL | Russ Electric | RTS03-ATB6004AMF1G-RPTCS05 | CC-1761
Phoenix Biomedical Campus
Cancer Center
1st Floor
Building Support
1044 Emergency Electrical Room
Arizona | ATS-OS2 | Electrical Panel | EPANEL | Russ Electric | RTS03-ATB6004AMF1G-RPTCS05 | CC-1762
Phoenix Biomedical Campus
Cancer Center
1st Floor
Building Support
1044 Emergency Electrical Room
Arizona | EPANEL 1-EM-HDP | Electrical Panel | EPANEL | Siemens | P4F90S2600FBS | CC-1763
Phoenix Biomedical Campus
Cancer Center
1st Floor
Building Support
1044 Emergency Electrical Room
Arizona | EPANEL 1-OS1-HDP | Electrical Panel | EPANEL | Siemens | P4F90S2600FBS | CC-1764
Phoenix Biomedical Campus
Cancer Center
1st Floor
Building Support
1044 Emergency Electrical Room
Arizona | EPANEL 1-OS2-HDP | Electrical Panel | EPANEL | Siemens | P4F90S2600FBS | CC-1765
Phoenix Biomedical Campus
Cancer Center
1st Floor
Building Support
1044 Emergency Electrical Room
Arizona | Distribution Panelboard 1-OS2-LDP | Electrical Panel | EPANEL | Siemens | P5C90SL600FBS | CC-1757
Phoenix Biomedical Campus
Cancer Center
1st Floor
Building Support
1044 Emergency Electrical Room
Arizona | EPANEL 1-E-HDB | Electrical Panel | EPANEL | Siemens | 3004434447-022010-01 | CC-1771
Phoenix Biomedical Campus
Cancer Center
1st Floor
Building Support
1045 Emergency Generator Room
Arizona | ATS-EM Breaker | Electrical Panel | EPANEL | Siemens | M/N Series | CC-1772
Phoenix Biomedical Campus
Cancer Center
1st Floor
Building Support
1045 Emergency Generator Room
Arizona | ATS-OS1 Breaker | Electrical Panel | EPANEL | Siemens | M/N Series | CC-1773
Phoenix Biomedical Campus
Cancer Center
1st Floor
Building Support
1045 Emergency Generator Room
Arizona | ATS-OS2 Breaker | Electrical Panel | EPANEL | Siemens | M/N Series | CC-1774
Phoenix Biomedical Campus
Cancer Center
1st Floor
Building Support
1045 Emergency Generator Room
Arizona | EPANEL 50S2LP1 | Electrical Panel | EPANEL | Siemens |  | CC-1015
Phoenix Biomedical Campus
Cancer Center
5th Floor
Building Support
5004 IDF
Arizona | EPANEL 5NLPA1 | Electrical Panel | EPANEL | Siemens | N/A | CC-1023
Phoenix Biomedical Campus
Cancer Center
5th Floor
Building Support
5016 Electrical
Arizona | EPANEL 5NLPA2 | Electrical Panel | EPANEL | Siemens | N/A | CC-1024
Phoenix Biomedical Campus
Cancer Center
5th Floor
Building Support
5016 Electrical
Arizona | EPANEL 5NLPA3 | Electrical Panel | EPANEL | Siemens | N/A | CC-1025
Phoenix Biomedical Campus
Cancer Center
5th Floor
Building Support
5016 Electrical
Arizona | EPANEL 6NHP1 | Electrical Panel | EPANEL | Siemens | NA | CC-1109
Phoenix Biomedical Campus
Cancer Center
6th Floor
Building Support
6016 Electrical
Arizona | EPANEL 6-N-HDB | Electrical Panel | EPANEL | Siemens | SB3REV.A | CC-1110
Phoenix Biomedical Campus
Cancer Center
6th Floor
Building Support
6016 Electrical
Arizona | Distribution Panelboard 6-EM-HDP | Electrical Panel | EPANEL | Siemens | P4F75.J7400FRS | CC-1107
Phoenix Biomedical Campus
Cancer Center
6th Floor
Building Support
6016 Electrical
Arizona | EPANEL 5-N-LDPA | Electrical Panel | EPANEL | Siemens | N/A | CC-1018
Phoenix Biomedical Campus
Cancer Center
5th Floor
Building Support
5016 Electrical
Arizona | EPANEL 5NHPA1 | Electrical Panel | EPANEL | Siemens | N/A | CC-1019
Phoenix Biomedical Campus
Cancer Center
5th Floor
Building Support
5016 Electrical
Arizona | EPANEL 3-N-LDPB | Electrical Panel | EPANEL | Siemens |  | CC-1374
Phoenix Biomedical Campus
Cancer Center
3rd Floor
Building Support
3014 Electrical
Arizona | EPANEL 3NHPB1 | Electrical Panel | EPANEL | Siemens |  | CC-1375
Phoenix Biomedical Campus
Cancer Center
3rd Floor
Building Support
3014 Electrical
Arizona | EPANEL 3NLPB1 | Electrical Panel | EPANEL | Siemens | N/A | CC-1376
Phoenix Biomedical Campus
Cancer Center
3rd Floor
Building Support
3014 Electrical
Arizona | EPANEL 3NLPB2 | Electrical Panel | EPANEL | Siemens | N/A | CC-1377
Phoenix Biomedical Campus
Cancer Center
3rd Floor
Building Support
3014 Electrical
Arizona | EPANEL 3NLPB3 | Electrical Panel | EPANEL | Siemens | N/A | CC-1378
Phoenix Biomedical Campus
Cancer Center
3rd Floor
Building Support
3014 Electrical
Arizona | EPANEL 3-N-LDPA | Electrical Panel | EPANEL | Siemens |  | CC-1339
Phoenix Biomedical Campus
Cancer Center
3rd Floor
Building Support
3016 Electrical
Arizona | EPANEL 3NLPA1 | Electrical Panel | EPANEL | Siemens | N/A | CC-1340
Phoenix Biomedical Campus
Cancer Center
3rd Floor
Building Support
3016 Electrical
Arizona | EPANEL 3NHPA1 | Electrical Panel | EPANEL | Siemens |  | CC-1341
Phoenix Biomedical Campus
Cancer Center
3rd Floor
Building Support
3016 Electrical
Arizona | EPANEL 3NLPA2 | Electrical Panel | EPANEL | Siemens | N/A | CC-1342
Phoenix Biomedical Campus
Cancer Center
3rd Floor
Building Support
3016 Electrical
Arizona | EPANEL 3NLPA3 | Electrical Panel | EPANEL | Siemens | N/A | CC-1343
Phoenix Biomedical Campus
Cancer Center
3rd Floor
Building Support
3016 Electrical
Arizona | EPANEL | Electrical Panel | EPANEL | Siemens | 30S2LP1 | CC-1348
Phoenix Biomedical Campus
Cancer Center
3rd Floor
Building Support
3016 Electrical
Arizona | EPANEL 20S2LP1 | Electrical Panel | EPANEL | Siemens | NA | CC-1497
Phoenix Biomedical Campus
Cancer Center
2nd Floor
Building Support
2018 Telecom
Arizona | EPANEL 2-N-LDPB | Electrical Panel | EPANEL | Siemens | NA | CC-1401
Phoenix Biomedical Campus
Cancer Center
2nd Floor
Building Support
2016 Electrical
Arizona | EPANEL 2NLPB1 | Electrical Panel | EPANEL | Siemens | NA | CC-1402
Phoenix Biomedical Campus
Cancer Center
2nd Floor
Building Support
2016 Electrical
Arizona | EPANEL 2NLPB2 | Electrical Panel | EPANEL | Siemens | NA | CC-1403
Phoenix Biomedical Campus
Cancer Center
2nd Floor
Building Support
2016 Electrical
Arizona | EPANEL 2NLPB3 | Electrical Panel | EPANEL | Siemens | NA | CC-1404
Phoenix Biomedical Campus
Cancer Center
2nd Floor
Building Support
2016 Electrical
Arizona | EPANEL 2NHPB1 | Electrical Panel | EPANEL | Siemens | NA | CC-1405
Phoenix Biomedical Campus
Cancer Center
2nd Floor
Building Support
2016 Electrical
Arizona | EPANEL 1-N-LDPB | Electrical Panel | EPANEL | Siemens |  | CC-1683
Phoenix Biomedical Campus
Cancer Center
1st Floor
Building Support
1014 Electrical
Arizona | EPANEL 4-N-LDPA | Electrical Panel | EPANEL | Siemens | P5C75JDJE400SRS | CC-1512
Phoenix Biomedical Campus
Cancer Center
4th Floor
Building Support
4014 Electrical
Arizona | EPANEL 4NHPA1 | Electrical Panel | EPANEL | Siemens | P3E56ML250FBS | CC-1513
Phoenix Biomedical Campus
Cancer Center
4th Floor
Building Support
4014 Electrical
Arizona | EPANEL 40S2LP1 | Electrical Panel | EPANEL | Siemens | P1C42BL100CBS | CC-1500
Phoenix Biomedical Campus
Cancer Center
4th Floor
Building Support
4018 Telecom
Arizona | EPANEL 1LPA1A | Electrical Panel | EPANEL | Siemens | N/A | CC-1674
Phoenix Biomedical Campus
Cancer Center
1st Floor
Grand Entry
1008 Coffee / Retail Storage
Arizona | EPANEL 4OS2HP1 | Electrical Panel | EPANEL | Siemens | N/A | CC-1515
Phoenix Biomedical Campus
Cancer Center
4th Floor
Building Support
4007 Corridor
4016 Electrical
Arizona | EPANEL 4EMHPA1 | Electrical Panel | EPANEL | Siemens | N/A | CC-1516
Phoenix Biomedical Campus
Cancer Center
4th Floor
Building Support
4007 Corridor
4016 Electrical
Arizona | EPANEL 4EMLPA1 | Electrical Panel | EPANEL | Siemens | N/A | CC-1517
Phoenix Biomedical Campus
Cancer Center
4th Floor
Building Support
4007 Corridor
4016 Electrical
Arizona | EPANEL 4NLPA3 | Electrical Panel | EPANEL | Siemens | N/A | CC-1518
Phoenix Biomedical Campus
Cancer Center
4th Floor
Building Support
4007 Corridor
4016 Electrical
Arizona | EPANEL 4NLPA2 | Electrical Panel | EPANEL | Siemens | N/A | CC-1519
Phoenix Biomedical Campus
Cancer Center
4th Floor
Building Support
4007 Corridor
4016 Electrical
Arizona | EPANEL 4NLPA1 | Electrical Panel | EPANEL | Siemens | N/A | CC-1520
Phoenix Biomedical Campus
Cancer Center
4th Floor
Building Support
4007 Corridor
4016 Electrical
Arizona | EPANEL 5-N-LDPB | Electrical Panel | EPANEL | Siemens | N/A | CC-1003
Phoenix Biomedical Campus
Cancer Center
5th Floor
Building Support
5014 Electrical
Arizona | EPANEL 5NLPB1 | Electrical Panel | EPANEL | Siemens |  | CC-1004
Phoenix Biomedical Campus
Cancer Center
5th Floor
Building Support
5014 Electrical
Arizona | EPANEL 5NLPB2 | Electrical Panel | EPANEL | Siemens |  | CC-1005
Phoenix Biomedical Campus
Cancer Center
5th Floor
Building Support
5014 Electrical
Arizona | EPANEL 5NLPB3 | Electrical Panel | EPANEL | Siemens |  | CC-1006
Phoenix Biomedical Campus
Cancer Center
5th Floor
Building Support
5014 Electrical
Arizona | EPANEL 5NHPB1 | Electrical Panel | EPANEL | Siemens |  | CC-1007
Phoenix Biomedical Campus
Cancer Center
5th Floor
Building Support
5014 Electrical
Arizona | Air Curtain DAC-1 | Door | DOOR | Berner |  | CC-1852
Phoenix Biomedical Campus
Cancer Center
1st Floor
Building Support
1016 Corridor
1040 Materials Management
Arizona | Roll-Up Door | Door | DOOR | Overhead | OPRSXT5001B | CC-1776
Phoenix Biomedical Campus
Cancer Center
1st Floor
Building Support
1016 Corridor
1040 Materials Management
Arizona | Roll-Up Door | Door | DOOR | Overhead | OPRSXT5001B | CC-1741
Phoenix Biomedical Campus
Cancer Center
1st Floor
Building Support
1019 Corridor
1038 Waste Compactor
Arizona | Rollup Fire Door | Door | DOOR |  | NA | CC-1424
Phoenix Biomedical Campus
Cancer Center
2nd Floor
Pharmacy
2250 Pharmacy
Arizona | Disconnect 1NHPA1 | Disconnect | DISCON | Siemens | N/A | CC-1822
Phoenix Biomedical Campus
Cancer Center
1st Floor
Building Support
1016 Corridor
1016 Electrical
Arizona | Disconnect T-1-N-LDPA | Disconnect | DISCON | Siemens | N/A | CC-1820
Phoenix Biomedical Campus
Cancer Center
1st Floor
Building Support
1016 Corridor
1016 Electrical
Arizona | Disconnect 4NHPB1 | Disconnect | DISCON | Siemens | SLFC402504G | CC-1806
Phoenix Biomedical Campus
Cancer Center
4th Floor
Building Support
4014 Electrical
Arizona | Disconnect EF-P-2 | Disconnect | DISCON | Siemens | N/A | CC-1795
Phoenix Biomedical Campus
Cancer Center
6th Floor
Roof
Arizona | Disconnect EF-P-3 | Disconnect | DISCON | Siemens | N/A | CC-1796
Phoenix Biomedical Campus
Cancer Center
6th Floor
Roof
Arizona | Disconnect T-4-0S1-LDP | Disconnect | DISCON | Siemens | N/A | CC-1768
Phoenix Biomedical Campus
Cancer Center
1st Floor
Building Support
1044 Emergency Electrical Room
Arizona | Disconnect 1NLP2 | Disconnect | DISCON | Siemens | N/A | CC-1749
Phoenix Biomedical Campus
Cancer Center
1st Floor
Building Support
1043 APS/Electrical Room
Arizona | Disconnect T-2-N-LDPA | Disconnect | DISCON | Siemens | SLFC402504G | CC-1701
Phoenix Biomedical Campus
Cancer Center
2nd Floor
Building Support
2016 Electrical
Arizona | Disconnect 2NHPA1 | Disconnect | DISCON | Siemens | SLFC402504G | CC-1702
Phoenix Biomedical Campus
Cancer Center
2nd Floor
Building Support
2016 Electrical
Arizona | Disconnect 4NHPA1 | Disconnect | DISCON | Siemens | N/A | CC-1521
Phoenix Biomedical Campus
Cancer Center
4th Floor
Building Support
4007 Corridor
4016 Electrical
Arizona | Disconnect T-1-N-LDPB | Disconnect | DISCON | Siemens | N/A | CC-1684
Phoenix Biomedical Campus
Cancer Center
1st Floor
Building Support
1014 Electrical
Arizona | Disconnect 1NHPB1 | Disconnect | DISCON | Siemens | N/A | CC-1685
Phoenix Biomedical Campus
Cancer Center
1st Floor
Building Support
1014 Electrical
Arizona | Disconnect 2NHPB1 | Disconnect | DISCON | Siemens | SLFC402504G | CC-1406
Phoenix Biomedical Campus
Cancer Center
2nd Floor
Building Support
2016 Electrical
Arizona | Disconnect T-2-N-LDPB | Disconnect | DISCON | Siemens | SLFC402504G | CC-1407
Phoenix Biomedical Campus
Cancer Center
2nd Floor
Building Support
2016 Electrical
Arizona | Disconnnect 3NHPA1 | Disconnect | DISCON | Siemens | N/A | CC-1346
Phoenix Biomedical Campus
Cancer Center
3rd Floor
Building Support
3016 Electrical
Arizona | Disconnnect T-3-N-LDPA | Disconnect | DISCON | Siemens | N/A | CC-1347
Phoenix Biomedical Campus
Cancer Center
3rd Floor
Building Support
3016 Electrical
Arizona | Disconnect T-3-N-LDPB | Disconnect | DISCON | Siemens | N/A | CC-1379
Phoenix Biomedical Campus
Cancer Center
3rd Floor
Building Support
3014 Electrical
Arizona | Disconnect 3NHPB1 | Disconnect | DISCON | Siemens | N/A | CC-1380
Phoenix Biomedical Campus
Cancer Center
3rd Floor
Building Support
3014 Electrical
Arizona | Disconnnect 5NHPA1 | Disconnect | DISCON | Siemens | N/A | CC-1021
Phoenix Biomedical Campus
Cancer Center
5th Floor
Building Support
5016 Electrical
Arizona | Disconnnect T-5-N-LDPA | Disconnect | DISCON | Siemens | N/A | CC-1022
Phoenix Biomedical Campus
Cancer Center
5th Floor
Building Support
5016 Electrical
Arizona | Disconnnect T-5-N-LDPB | Disconnect | DISCON | Siemens |  | CC-1008
Phoenix Biomedical Campus
Cancer Center
5th Floor
Building Support
5014 Electrical
Arizona | Disconnnect 5NHPB1 | Disconnect | DISCON | Siemens |  | CC-1009
Phoenix Biomedical Campus
Cancer Center
5th Floor
Building Support
5014 Electrical
Arizona | Lighting Control Panel | Control Panel | CONTROL-PANEL | Watt Stopper | LCVR24S | CC-1020
Phoenix Biomedical Campus
Cancer Center
5th Floor
Building Support
5016 Electrical
Arizona | Lighting Control Panel | Control Panel | CONTROL-PANEL | Watt Stopper | N/A | CC-1345
Phoenix Biomedical Campus
Cancer Center
3rd Floor
Building Support
3016 Electrical
Arizona | Lighting Control Panel | Control Panel | CONTROL-PANEL | Watt Stopper | NA | CC-1499
Phoenix Biomedical Campus
Cancer Center
2nd Floor
Building Support
2016 Electrical
Arizona | Lighting Control Panel | Control Panel | CONTROL-PANEL | Watt Stopper | N/A | CC-1522
Phoenix Biomedical Campus
Cancer Center
4th Floor
Building Support
4007 Corridor
4016 Electrical
Arizona | Lighting Control Panel 1NHPA1 | Control Panel | CONTROL-PANEL | Watt Stopper | N/A | CC-1824
Phoenix Biomedical Campus
Cancer Center
1st Floor
Building Support
1016 Corridor
1016 Electrical
Arizona | Motor Control PCHP-1 | Control Panel | CONTROL-PANEL | Siemens | N/A | CC-1848
Phoenix Biomedical Campus
Cancer Center
1st Floor
Materials Management
1041 Materials Storage
Arizona | Motor Control PCHP-2 | Control Panel | CONTROL-PANEL | Siemens | N/A | CC-1849
Phoenix Biomedical Campus
Cancer Center
1st Floor
Materials Management
1041 Materials Storage
Arizona | Control Panel | Control Panel | CONTROL-PANEL | Alerton |  | CC-1030
Phoenix Biomedical Campus
Cancer Center
6th Floor
Roof
Arizona | Medical VAC Controller MV-1 | Control Panel | CONTROL-PANEL | Beacon | 4107104669 | CC-1118
Phoenix Biomedical Campus
Cancer Center
6th Floor
Building Support
6004 Mechanical Room East
Arizona | Control Panel | Control Panel | CONTROL-PANEL | Alerton |  | CC-1034
Phoenix Biomedical Campus
Cancer Center
6th Floor
Roof
Arizona | Chilled Beam CB-3-3353 | Chilled Beam | CB | Price | N/A | CC-1053
Phoenix Biomedical Campus
Cancer Center
3rd Floor
Breast/GYN
3316 Corridor
3353 Office
Arizona | Chilled Beam CB-3-3351 | Chilled Beam | CB | Price | N/A | CC-1050
Phoenix Biomedical Campus
Cancer Center
3rd Floor
Breast/GYN
3316 Corridor
3351 Office
Arizona | Chilled Beam CB-3-3352 | Chilled Beam | CB | Price | N/A | CC-1051
Phoenix Biomedical Campus
Cancer Center
3rd Floor
Breast/GYN
3316 Corridor
3352 Office
Arizona | Chilled Beam CB-3-3354 | Chilled Beam | CB | Price | N/A | CC-1055
Phoenix Biomedical Campus
Cancer Center
3rd Floor
Breast/GYN
3312 Corridor
3354 Physician Workroom
Arizona | Chilled Beam CB-3-3355 | Chilled Beam | CB | Price | N/A | CC-1056
Phoenix Biomedical Campus
Cancer Center
3rd Floor
Breast/GYN
3317 Corridor
3355 Clinical Workroom
Arizona | Chilled Beam CB-3-3110 | Chilled Beam | CB | Price | N/A | CC-1040
Phoenix Biomedical Campus
Cancer Center
3rd Floor
Clinic
3113 Corridor
3110 Office
Arizona | Chilled Beam CB-3-3108 | Chilled Beam | CB | Price | N/A | CC-1041
Phoenix Biomedical Campus
Cancer Center
3rd Floor
Clinic
3113 Corridor
3108 Exam Room
Arizona | Chilled Beam CB-3-3106 | Chilled Beam | CB | Price | N/A | CC-1042
Phoenix Biomedical Campus
Cancer Center
3rd Floor
Clinic
3115 Corridor
3106 Exam Room
Arizona | Chilled Beam CB-3-3101 | Chilled Beam | CB | Price | N/A | CC-1044
Phoenix Biomedical Campus
Cancer Center
3rd Floor
Clinic
3115 Corridor
3101 Evaluation
Arizona | Chilled Beam CB-3-3100 | Chilled Beam | CB | Price | N/A | CC-1045
Phoenix Biomedical Campus
Cancer Center
3rd Floor
Clinic
3115 Corridor
3100 Reception
Arizona | Chilled Beam CB-3-3105 | Chilled Beam | CB | Price | N/A | CC-1046
Phoenix Biomedical Campus
Cancer Center
3rd Floor
Clinic
3115 Corridor
3105 Team Work Station
Arizona | Chilled Beam CB-3-3104 | Chilled Beam | CB | Price | N/A | CC-1047
Phoenix Biomedical Campus
Cancer Center
3rd Floor
Clinic
3115 Corridor
3104 Physician Workroom
Arizona | Chilled Beam CB-3-3103 | Chilled Beam | CB | Price | N/A | CC-1048
Phoenix Biomedical Campus
Cancer Center
3rd Floor
Clinic
3115 Corridor
3103 Clinical Workroom
Arizona | Chilled Beam CB-3-3112 | Chilled Beam | CB | Price | N/A | CC-1035
Phoenix Biomedical Campus
Cancer Center
3rd Floor
Clinic
3113 Corridor
3112 Exam Room
Arizona | Chilled Beam CB-4-4302 | Chilled Beam | CB | Price | NA | CC-1292
Phoenix Biomedical Campus
Cancer Center
4th Floor
Endo/Interventional Radiology
4312 Corridor
4302 Procedure Scheduler
Arizona | Chilled Beam CB-4-4301 | Chilled Beam | CB | Price | NA | CC-1293
Phoenix Biomedical Campus
Cancer Center
4th Floor
Endo/Interventional Radiology
4312 Corridor
4301 Evaluation
Arizona | Chilled Beam CB-3-3107 | Chilled Beam | CB | Price | N/A | CC-1037
Phoenix Biomedical Campus
Cancer Center
3rd Floor
Clinic
3113 Corridor
3107 Exam Room
Arizona | Chilled Beam CB-3-3111 | Chilled Beam | CB | Price | N/A | CC-1038
Phoenix Biomedical Campus
Cancer Center
3rd Floor
Clinic
3113 Corridor
3111 Exam Room
Arizona | Chilled Beam CB-4-4376 | Chilled Beam | CB | Price | NA | CC-1295
Phoenix Biomedical Campus
Cancer Center
4th Floor
Endo/Interventional Radiology
4311 Corridor
4376 Procedure Scheduler
Arizona | Chilled Beam CB-4-4375 | Chilled Beam | CB | Price | NA | CC-1296
Phoenix Biomedical Campus
Cancer Center
4th Floor
Endo/Interventional Radiology
4311 Corridor
4375 Financial Counselor
Arizona | Chilled Beam CB-4-4372 | Chilled Beam | CB | Price |  | CC-1501
Phoenix Biomedical Campus
Cancer Center
4th Floor
Endo/Interventional Radiology
4311 Corridor
4372 Pain and Symptom Management
Arizona | Chilled Beam CB-4-4369A | Chilled Beam | CB | Price | N/A | CC-1502
Phoenix Biomedical Campus
Cancer Center
4th Floor
Endo/Interventional Radiology
4311 Corridor
4369 Clinical Workroom
Arizona | Chilled Beam CB-4-4369B | Chilled Beam | CB | Price | N/A | CC-1503
Phoenix Biomedical Campus
Cancer Center
4th Floor
Endo/Interventional Radiology
4311 Corridor
4369 Clinical Workroom
Arizona | Chilled Beam CB-3-3328A | Chilled Beam | CB | Price | N/A | CC-1060
Phoenix Biomedical Campus
Cancer Center
3rd Floor
Breast/GYN
3311 Corridor
3328 Workroom
Arizona | Chilled Beam CB-3-3328B | Chilled Beam | CB | Price | N/A | CC-1061
Phoenix Biomedical Campus
Cancer Center
3rd Floor
Breast/GYN
3311 Corridor
3328 Workroom
Arizona | Chilled Beam CB-3-3330A | Chilled Beam | CB | Price | N/A | CC-1062
Phoenix Biomedical Campus
Cancer Center
3rd Floor
Breast/GYN
3311 Corridor
3330 Employee Break Room
Arizona | Chilled Beam CB-3-3330B | Chilled Beam | CB | Price | N/A | CC-1063
Phoenix Biomedical Campus
Cancer Center
3rd Floor
Breast/GYN
3311 Corridor
3330 Employee Break Room
Arizona | Chilled Beam CB-3-3357 | Chilled Beam | CB | Price | N/A | CC-1058
Phoenix Biomedical Campus
Cancer Center
3rd Floor
Breast/GYN
3316 Corridor
3357 Procedure Scheduler
Arizona | Chilled Beam CB-3-3333 | Chilled Beam | CB | Price | N/A | CC-1066
Phoenix Biomedical Campus
Cancer Center
3rd Floor
Breast/GYN
3312 Corridor
3333 Minor Procedure Room
Arizona | Chilled Beam CB-3-3332 | Chilled Beam | CB | Price | N/A | CC-1067
Phoenix Biomedical Campus
Cancer Center
3rd Floor
Breast/GYN
3312 Corridor
3332 Minor Procedure Room
Arizona | Chilled Beam CB-3-3340 | Chilled Beam | CB | Price | N/A | CC-1075
Phoenix Biomedical Campus
Cancer Center
3rd Floor
Breast/GYN
3312 Corridor
3340 Exam Room
Arizona | Chilled Beam CB-3-3341 | Chilled Beam | CB | Price | N/A | CC-1076
Phoenix Biomedical Campus
Cancer Center
3rd Floor
Breast/GYN
3312 Corridor
3341 Exam Room
Arizona | Chilled Beam CB-3-3342 | Chilled Beam | CB | Price | N/A | CC-1077
Phoenix Biomedical Campus
Cancer Center
3rd Floor
Breast/GYN
3312 Corridor
3342 Consult Room
Arizona | Chilled Beam CB-3-3343 | Chilled Beam | CB | Price | N/A | CC-1078
Phoenix Biomedical Campus
Cancer Center
3rd Floor
Breast/GYN
3312 Corridor
3343 Exam Room
Arizona | Chilled Beam CB-3-3344 | Chilled Beam | CB | Price | N/A | CC-1079
Phoenix Biomedical Campus
Cancer Center
3rd Floor
Breast/GYN
3312 Corridor
3344 Consult room
Arizona | Chilled Beam CB-3-3346 | Chilled Beam | CB | Price | N/A | CC-1080
Phoenix Biomedical Campus
Cancer Center
3rd Floor
Breast/GYN
3312 Corridor
3346 Exam Room
Arizona | Chilled Beam CB-3-3345 | Chilled Beam | CB | Price | N/A | CC-1081
Phoenix Biomedical Campus
Cancer Center
3rd Floor
Breast/GYN
3312 Corridor
3345 Exam Room
Arizona | Chilled Beam CB-3-3347 | Chilled Beam | CB | Price | N/A | CC-1082
Phoenix Biomedical Campus
Cancer Center
3rd Floor
Breast/GYN
3312 Corridor
3347 Consult Room
Arizona | Chilled Beam CB-3-3349 | Chilled Beam | CB | Price | N/A | CC-1083
Phoenix Biomedical Campus
Cancer Center
3rd Floor
Breast/GYN
3312 Corridor
3349 Exam Room
Arizona | Chilled Beam CB-3-3301 | Chilled Beam | CB | Price | N/A | CC-1086
Phoenix Biomedical Campus
Cancer Center
3rd Floor
Breast/GYN
3317 Corridor
3301 Evaluation
Arizona | Chilled Beam CB-3-3302 | Chilled Beam | CB | Price | N/A | CC-1087
Phoenix Biomedical Campus
Cancer Center
3rd Floor
Breast/GYN
3317 Corridor
3302 Office
Arizona | Chilled Beam CB-3-3303 | Chilled Beam | CB | Price | N/A | CC-1088
Phoenix Biomedical Campus
Cancer Center
3rd Floor
Breast/GYN
3317 Corridor
3303 Procedure Scheduler (Breast)
Arizona | Chilled Beam CB-3-3304 | Chilled Beam | CB | Price | N/A | CC-1089
Phoenix Biomedical Campus
Cancer Center
3rd Floor
Breast/GYN
3317 Corridor
3304 Exam Room
Arizona | Chilled Beam CB-3-3305 | Chilled Beam | CB | Price | N/A | CC-1090
Phoenix Biomedical Campus
Cancer Center
3rd Floor
Breast/GYN
3317 Corridor
3305 Exam Room
Arizona | Chilled Beam CB-3-3306 | Chilled Beam | CB | Price | N/A | CC-1091
Phoenix Biomedical Campus
Cancer Center
3rd Floor
Breast/GYN
3317 Corridor
3306 Office
Arizona | Chilled Beam CB-3-3307 | Chilled Beam | CB | Price | N/A | CC-1092
Phoenix Biomedical Campus
Cancer Center
3rd Floor
Breast/GYN
3317 Corridor
3307 Exam Room
Arizona | Chilled Beam CB-3-3311 | Chilled Beam | CB | Price | N/A | CC-1093
Phoenix Biomedical Campus
Cancer Center
3rd Floor
Breast/GYN
3317 Corridor
3311 Clinical Workroom
Arizona | Chilled Beam CB-3-3314 | Chilled Beam | CB | Price | N/A | CC-1094
Phoenix Biomedical Campus
Cancer Center
3rd Floor
Breast/GYN
3313 Corridor
3314 Physician Work Area Breast
Arizona | Chilled Beam CB-3-3312B | Chilled Beam | CB | Price | N/A | CC-1095
Phoenix Biomedical Campus
Cancer Center
3rd Floor
Breast/GYN
3313 Corridor
3312 Team Work Station Breast
Arizona | Chilled Beam CB-3-3312A | Chilled Beam | CB | Price | N/A | CC-1096
Phoenix Biomedical Campus
Cancer Center
3rd Floor
Breast/GYN
3313 Corridor
3312 Team Work Station Breast
Arizona | Chilled Beam CB-3-3315 | Chilled Beam | CB | Price | N/A | CC-1097
Phoenix Biomedical Campus
Cancer Center
3rd Floor
Breast/GYN
3311 Corridor
3315 Exam Room
Arizona | Chilled Beam CB-3-3334 | Chilled Beam | CB | Price | N/A | CC-1069
Phoenix Biomedical Campus
Cancer Center
3rd Floor
Breast/GYN
3312 Corridor
3334 Exam Room
Arizona | Chilled Beam CB-3-3338 | Chilled Beam | CB | Price | N/A | CC-1070
Phoenix Biomedical Campus
Cancer Center
3rd Floor
Breast/GYN
3317 Corridor
3338 Team Work Station GYN
Arizona | Chilled Beam CB-3-3336 | Chilled Beam | CB | Price | N/A | CC-1071
Phoenix Biomedical Campus
Cancer Center
3rd Floor
Breast/GYN
3312 Corridor
3336 Consult Room
Arizona | Chilled Beam CB-3-3337 | Chilled Beam | CB | Price | N/A | CC-1073
Phoenix Biomedical Campus
Cancer Center
3rd Floor
Breast/GYN
3312 Corridor
3337 Exam Room
Arizona | Chilled Beam CB-3-3316 | Chilled Beam | CB | Price | N/A | CC-1099
Phoenix Biomedical Campus
Cancer Center
3rd Floor
Breast/GYN
3311 Corridor
3316 Exam Room
Arizona | Chilled Beam CB-4-4324 | Chilled Beam | CB | Price | NA | CC-1258
Phoenix Biomedical Campus
Cancer Center
4th Floor
Endo/Interventional Radiology
4314 Corridor
4324 Office
Arizona | Chilled Beam CB-4-4323 | Chilled Beam | CB | Price | NA | CC-1259
Phoenix Biomedical Campus
Cancer Center
4th Floor
Endo/Interventional Radiology
4314 Corridor
4323 Waiting Area
Arizona | Chilled Beam CB-4-4322 | Chilled Beam | CB | Price | NA | CC-1260
Phoenix Biomedical Campus
Cancer Center
4th Floor
Endo/Interventional Radiology
4314 Corridor
4322 Office
Arizona | Chilled Beam CB-4-4321 | Chilled Beam | CB | Price | NA | CC-1261
Phoenix Biomedical Campus
Cancer Center
4th Floor
Endo/Interventional Radiology
4314 Corridor
4321 Exam Room
Arizona | Chilled Beam CB-4-4320 | Chilled Beam | CB | Price | NA | CC-1262
Phoenix Biomedical Campus
Cancer Center
4th Floor
Endo/Interventional Radiology
4314 Corridor
4320 Exam Room
Arizona | Chilled Beam CB-4-4319 | Chilled Beam | CB | Price | NA | CC-1263
Phoenix Biomedical Campus
Cancer Center
4th Floor
Endo/Interventional Radiology
4314 Corridor
4319 Exam Room
Arizona | Chilled Beam CB-4-43161 | Chilled Beam | CB | Price | NA | CC-1264
Phoenix Biomedical Campus
Cancer Center
4th Floor
Endo/Interventional Radiology
4314 Corridor
4316 Minor Procedure Room
Arizona | Chilled Beam CB-4-43162 | Chilled Beam | CB | Price | NA | CC-1265
Phoenix Biomedical Campus
Cancer Center
4th Floor
Endo/Interventional Radiology
4314 Corridor
4316 Minor Procedure Room
Arizona | Chilled Beam CB-4-43163 | Chilled Beam | CB | Price | NA | CC-1266
Phoenix Biomedical Campus
Cancer Center
4th Floor
Endo/Interventional Radiology
4314 Corridor
4316 Minor Procedure Room
Arizona | Chilled Beam CB-4-43164 | Chilled Beam | CB | Price | NA | CC-1267
Phoenix Biomedical Campus
Cancer Center
4th Floor
Endo/Interventional Radiology
4314 Corridor
4316 Minor Procedure Room
Arizona | Chilled Beam CB-4-4318 | Chilled Beam | CB | Price | NA | CC-1268
Phoenix Biomedical Campus
Cancer Center
4th Floor
Endo/Interventional Radiology
4314 Corridor
4318 Clean Instrument Room
Arizona | Chilled Beam CB-4-4317 | Chilled Beam | CB | Price | NA | CC-1269
Phoenix Biomedical Campus
Cancer Center
4th Floor
Endo/Interventional Radiology
4314 Corridor
4317 Patient Restroom
Arizona | Chilled Beam CB-4-4313A | Chilled Beam | CB | Price | NA | CC-1270
Phoenix Biomedical Campus
Cancer Center
4th Floor
Endo/Interventional Radiology
4312 Corridor
4313 Team Work Station GI/GU
Arizona | Chilled Beam CB-4-4313B | Chilled Beam | CB | Price | NA | CC-1271
Phoenix Biomedical Campus
Cancer Center
4th Floor
Endo/Interventional Radiology
4312 Corridor
4313 Team Work Station GI/GU
Arizona | Chilled Beam CB-4-4335 | Chilled Beam | CB | Price | NA | CC-1245
Phoenix Biomedical Campus
Cancer Center
4th Floor
Endo/Interventional Radiology
4314 Corridor
4335 Office
Arizona | Chilled Beam CB-4-4336 | Chilled Beam | CB | Price | NA | CC-1246
Phoenix Biomedical Campus
Cancer Center
4th Floor
Endo/Interventional Radiology
4314 Corridor
4336 Office
Arizona | Chilled Beam CB-4-4333 | Chilled Beam | CB | Price | NA | CC-1247
Phoenix Biomedical Campus
Cancer Center
4th Floor
Endo/Interventional Radiology
4314 Corridor
4333 Practice Manager
Arizona | Chilled Beam CB-4-4334 | Chilled Beam | CB | Price | NA | CC-1248
Phoenix Biomedical Campus
Cancer Center
4th Floor
Endo/Interventional Radiology
4314 Corridor
4334 Office
Arizona | Chilled Beam CB-4-4311 | Chilled Beam | CB | Price | NA | CC-1275
Phoenix Biomedical Campus
Cancer Center
4th Floor
Endo/Interventional Radiology
4312 Corridor
4311 Clinical Workroom
Arizona | Chilled Beam CB-4-4310 | Chilled Beam | CB | Price | NA | CC-1276
Phoenix Biomedical Campus
Cancer Center
4th Floor
Endo/Interventional Radiology
4312 Corridor
4310 Office
Arizona | Chilled Beam CB-4-4314 | Chilled Beam | CB | Price | NA | CC-1277
Phoenix Biomedical Campus
Cancer Center
4th Floor
Endo/Interventional Radiology
4312 Corridor
4314 Clinical Workroom
Arizona | Chilled Beam CB-4-4309 | Chilled Beam | CB | Price | NA | CC-1282
Phoenix Biomedical Campus
Cancer Center
4th Floor
Endo/Interventional Radiology
4312 Corridor
4309 Exam Room
Arizona | Chilled Beam CB-4-4308 | Chilled Beam | CB | Price | NA | CC-1283
Phoenix Biomedical Campus
Cancer Center
4th Floor
Endo/Interventional Radiology
4312 Corridor
4308 Exam Room
Arizona | Chilled Beam CB-4-4305 | Chilled Beam | CB | Price | NA | CC-1284
Phoenix Biomedical Campus
Cancer Center
4th Floor
Endo/Interventional Radiology
4312 Corridor
4305 Exam Room
Arizona | Chilled Beam CB-4-4307 | Chilled Beam | CB | Price | NA | CC-1285
Phoenix Biomedical Campus
Cancer Center
4th Floor
Endo/Interventional Radiology
4312 Corridor
4307 Exam Room
Arizona | Chilled Beam CB-4-4306 | Chilled Beam | CB | Price | NA | CC-1286
Phoenix Biomedical Campus
Cancer Center
4th Floor
Endo/Interventional Radiology
4312 Corridor
4306 Office
Arizona | Chilled Beam CB-4-4304 | Chilled Beam | CB | Price | NA | CC-1288
Phoenix Biomedical Campus
Cancer Center
4th Floor
Endo/Interventional Radiology
4312 Corridor
4304 Exam Room
Arizona | Chilled Beam CB-4-4303 | Chilled Beam | CB | Price | NA | CC-1289
Phoenix Biomedical Campus
Cancer Center
4th Floor
Endo/Interventional Radiology
4312 Corridor
4303 Procedure Scheduler
Arizona | Chilled Beam CB-4-4364 | Chilled Beam | CB | Price | N/A | CC-1506
Phoenix Biomedical Campus
Cancer Center
4th Floor
Endo/Interventional Radiology
4310 Corridor
4364 Exam Room
Arizona | Chilled Beam CB-4-4373 | Chilled Beam | CB | Price | N/A | CC-1507
Phoenix Biomedical Campus
Cancer Center
4th Floor
Endo/Interventional Radiology
4311 Corridor
4373 Office
Arizona | Chilled Beam CB-4-4374 | Chilled Beam | CB | Price | N/A | CC-1508
Phoenix Biomedical Campus
Cancer Center
4th Floor
Endo/Interventional Radiology
4311 Corridor
4374 Financial Counselor
Arizona | Chilled Beam CB-3-3226B | Chilled Beam | CB | Price | N/A | CC-1394
Phoenix Biomedical Campus
Cancer Center
3rd Floor
Dermatology
3204 Corridor
3226 Team Work Station Dermatology
Arizona | Chilled Beam CB-3-3226A | Chilled Beam | CB | Price | N/A | CC-1395
Phoenix Biomedical Campus
Cancer Center
3rd Floor
Dermatology
3204 Corridor
3226 Team Work Station Dermatology
Arizona | Chilled Beam CB-3-34351 | Chilled Beam | CB | Price | N/A | CC-1369
Phoenix Biomedical Campus
Cancer Center
3rd Floor
Diagnostic Imaging
3406 Corridor
3435 Employee Breakroom
Arizona | Chilled Beam CB-3-34353 | Chilled Beam | CB | Price | N/A | CC-1370
Phoenix Biomedical Campus
Cancer Center
3rd Floor
Diagnostic Imaging
3406 Corridor
3435 Employee Breakroom
Arizona | Chilled Beam CB-3-34354 | Chilled Beam | CB | Price | N/A | CC-1371
Phoenix Biomedical Campus
Cancer Center
3rd Floor
Diagnostic Imaging
3406 Corridor
3435 Employee Breakroom
Arizona | Chilled Beam CB-3-34352 | Chilled Beam | CB | Price | N/A | CC-1372
Phoenix Biomedical Campus
Cancer Center
3rd Floor
Diagnostic Imaging
3406 Corridor
3435 Employee Breakroom
Arizona | Chilled Beam CB-3-3437 | Chilled Beam | CB | Price | N/A | CC-1382
Phoenix Biomedical Campus
Cancer Center
3rd Floor
Diagnostic Imaging
3406 Corridor
3437 Office
Arizona | Chilled Beam CB-3-3223A | Chilled Beam | CB | Price | N/A | CC-1385
Phoenix Biomedical Campus
Cancer Center
3rd Floor
Dermatology
3205 Corridor
3223 Work Stations
Arizona | Chilled Beam CB-3-3223B | Chilled Beam | CB | Price | N/A | CC-1386
Phoenix Biomedical Campus
Cancer Center
3rd Floor
Dermatology
3205 Corridor
3223 Work Stations
Arizona | Chilled Beam CB-3-3221 | Chilled Beam | CB | Price | N/A | CC-1387
Phoenix Biomedical Campus
Cancer Center
3rd Floor
Dermatology
3205 Corridor
3221 Office
Arizona | Chilled Beam CB-3-3220 | Chilled Beam | CB | Price | N/A | CC-1388
Phoenix Biomedical Campus
Cancer Center
3rd Floor
Dermatology
3205 Corridor
3220 Office
Arizona | Chilled Beam CB-3-3218 | Chilled Beam | CB | Price |  | CC-1389
Phoenix Biomedical Campus
Cancer Center
3rd Floor
Dermatology
3205 Corridor
3218 Office
Arizona | Chilled Beam CB-3-3217 | Chilled Beam | CB | Price | N/A | CC-1390
Phoenix Biomedical Campus
Cancer Center
3rd Floor
Dermatology
3204 Corridor
3217 Exam Room
Arizona | Chilled Beam CB-3-3216 | Chilled Beam | CB | Price | N/A | CC-1391
Phoenix Biomedical Campus
Cancer Center
3rd Floor
Dermatology
3204 Corridor
3216 Waiting Room
Arizona | Chilled Beam CB-3-3215 | Chilled Beam | CB | Price | N/A | CC-1392
Phoenix Biomedical Campus
Cancer Center
3rd Floor
Dermatology
3204 Corridor
3215 Exam Room
Arizona | Chilled Beam CB-3-3426A | Chilled Beam | CB | Price | N/A | CC-1350
Phoenix Biomedical Campus
Cancer Center
3rd Floor
Diagnostic Imaging
3408 Corridor
3426 Ultrasound
Arizona | Chilled Beam CB-3-3426B | Chilled Beam | CB | Price | N/A | CC-1351
Phoenix Biomedical Campus
Cancer Center
3rd Floor
Diagnostic Imaging
3408 Corridor
3426 Ultrasound
Arizona | Chilled Beam CB-3-3428A | Chilled Beam | CB | Price | N/A | CC-1352
Phoenix Biomedical Campus
Cancer Center
3rd Floor
Diagnostic Imaging
3408 Corridor
3428 Ultrasound
Arizona | Chilled Beam CB-3-3428B | Chilled Beam | CB | Price | N/A | CC-1353
Phoenix Biomedical Campus
Cancer Center
3rd Floor
Diagnostic Imaging
3408 Corridor
3428 Ultrasound
Arizona | Chilled Beam CB-3-3402A | Chilled Beam | CB | Price | N/A | CC-1354
Phoenix Biomedical Campus
Cancer Center
3rd Floor
Diagnostic Imaging
3408 Corridor
3402 Reading Room
Arizona | Chilled Beam CB-3-3402B | Chilled Beam | CB | Price | N/A | CC-1355
Phoenix Biomedical Campus
Cancer Center
3rd Floor
Diagnostic Imaging
3408 Corridor
3402 Reading Room
Arizona | Chilled Beam CB-3-34294 | Chilled Beam | CB | Price |  | CC-1361
Phoenix Biomedical Campus
Cancer Center
3rd Floor
Diagnostic Imaging
3406 Corridor
3429 Fluroscopy
Arizona | Chilled Beam CB-3-34332 | Chilled Beam | CB | Price | N/A | CC-1362
Phoenix Biomedical Campus
Cancer Center
3rd Floor
Diagnostic Imaging
3406 Corridor
3433 General Radiology
Arizona | Chilled Beam CB-3-3432 | Chilled Beam | CB | Price | N/A | CC-1363
Phoenix Biomedical Campus
Cancer Center
3rd Floor
Diagnostic Imaging
3406 Corridor
3432 Reading Room
Arizona | Chilled Beam CB-3-34331 | Chilled Beam | CB | Price | N/A | CC-1364
Phoenix Biomedical Campus
Cancer Center
3rd Floor
Diagnostic Imaging
3406 Corridor
3433 General Radiology
Arizona | Chilled Beam CB-3-34333 | Chilled Beam | CB | Price | N/A | CC-1365
Phoenix Biomedical Campus
Cancer Center
3rd Floor
Diagnostic Imaging
3406 Corridor
3433 General Radiology
Arizona | Chilled Beam CB-3-34334 | Chilled Beam | CB | Price | N/A | CC-1366
Phoenix Biomedical Campus
Cancer Center
3rd Floor
Diagnostic Imaging
3406 Corridor
3433 General Radiology
Arizona | Chilled Beam CB-3-34335 | Chilled Beam | CB | Price | N/A | CC-1367
Phoenix Biomedical Campus
Cancer Center
3rd Floor
Diagnostic Imaging
3406 Corridor
3433 General Radiology
Arizona | Chilled Beam CB-3-3317 | Chilled Beam | CB | Price | N/A | CC-1301
Phoenix Biomedical Campus
Cancer Center
3rd Floor
Breast/GYN
3311 Corridor
3317 Office (Future Exam Room) Breast
Arizona | Chilled Beam CB-3-3318 | Chilled Beam | CB | Price | N/A | CC-1302
Phoenix Biomedical Campus
Cancer Center
3rd Floor
Breast/GYN
3311 Corridor
3318 Exam Room
Arizona | Chilled Beam CB-3-3319 | Chilled Beam | CB | Price | N/A | CC-1303
Phoenix Biomedical Campus
Cancer Center
3rd Floor
Breast/GYN
3311 Corridor
3319 Consult Room
Arizona | Chilled Beam CB-3-3320 | Chilled Beam | CB | Price | N/A | CC-1304
Phoenix Biomedical Campus
Cancer Center
3rd Floor
Breast/GYN
3311 Corridor
3320 Social Worker Office
Arizona | Chilled Beam CB-3-3321 | Chilled Beam | CB | Price | N/A | CC-1305
Phoenix Biomedical Campus
Cancer Center
3rd Floor
Breast/GYN
3311 Corridor
3321 Consult Room
Arizona | Chilled Beam CB-3-3322 | Chilled Beam | CB | Price | N/A | CC-1306
Phoenix Biomedical Campus
Cancer Center
3rd Floor
Breast/GYN
3311 Corridor
3322 Social Worker Office (2)
Arizona | Chilled Beam CB-3-3323 | Chilled Beam | CB | Price | N/A | CC-1307
Phoenix Biomedical Campus
Cancer Center
3rd Floor
Breast/GYN
3311 Corridor
3323 Pain and Symptom Management
Arizona | Chilled Beam CB-3-3325 | Chilled Beam | CB | Price | N/A | CC-1308
Phoenix Biomedical Campus
Cancer Center
3rd Floor
Breast/GYN
3311 Corridor
3325 Financial Counselor
Arizona | Chilled Beam CB-3-3324 | Chilled Beam | CB | Price | N/A | CC-1310
Phoenix Biomedical Campus
Cancer Center
3rd Floor
Breast/GYN
3311 Corridor
3324 Manager Office
Arizona | Chilled Beam CB-3-3326 | Chilled Beam | CB | Price | N/A | CC-1311
Phoenix Biomedical Campus
Cancer Center
3rd Floor
Breast/GYN
3311 Corridor
3326 Office
Arizona | Chilled Beam CB-3-3415A | Chilled Beam | CB | Price | N/A | CC-1312
Phoenix Biomedical Campus
Cancer Center
3rd Floor
Diagnostic Imaging
3410 Corridor
3415 Reading Room
Arizona | Chilled Beam CB-3-3415B | Chilled Beam | CB | Price | N/A | CC-1314
Phoenix Biomedical Campus
Cancer Center
3rd Floor
Diagnostic Imaging
3410 Corridor
3415 Reading Room
Arizona | Chilled Beam CB-3-3414 | Chilled Beam | CB | Price | N/A | CC-1315
Phoenix Biomedical Campus
Cancer Center
3rd Floor
Diagnostic Imaging
3410 Corridor
3414 Tech/Clerical Alcove
Arizona | Chilled Beam CB-3-3416 | Chilled Beam | CB | Price | N/A | CC-1316
Phoenix Biomedical Campus
Cancer Center
3rd Floor
Diagnostic Imaging
3410 Corridor
3416 Waiting Room
Arizona | Chilled Beam CB-3-3417 | Chilled Beam | CB | Price | N/A | CC-1318
Phoenix Biomedical Campus
Cancer Center
3rd Floor
Diagnostic Imaging
3410 Corridor
3417 Bone Densitometry Room
Arizona | Chilled Beam CB-3-3418 | Chilled Beam | CB | Price | N/A | CC-1319
Phoenix Biomedical Campus
Cancer Center
3rd Floor
Diagnostic Imaging
3410 Corridor
3418 Stereotactic
Arizona | Chilled Beam CB-3-3412 | Chilled Beam | CB | Price | N/A | CC-1324
Phoenix Biomedical Campus
Cancer Center
3rd Floor
Diagnostic Imaging
3408 Corridor
3412 Mammography
Arizona | Chilled Beam CB-3-3419 | Chilled Beam | CB | Price |  | CC-1325
Phoenix Biomedical Campus
Cancer Center
3rd Floor
Diagnostic Imaging
3408 Corridor
3419 Gowned Waiting Area
Arizona | Chilled Beam CB-3-3423C | Chilled Beam | CB | Price | N/A | CC-1326
Phoenix Biomedical Campus
Cancer Center
3rd Floor
Diagnostic Imaging
3408 Corridor
3423 Dressing Room
Arizona | Chilled Beam CB-3-3423B | Chilled Beam | CB | Price | N/A | CC-1327
Phoenix Biomedical Campus
Cancer Center
3rd Floor
Diagnostic Imaging
3408 Corridor
3423 Dressing Room
Arizona | Chilled Beam CB-3-3423A | Chilled Beam | CB | Price | N/A | CC-1328
Phoenix Biomedical Campus
Cancer Center
3rd Floor
Diagnostic Imaging
3408 Corridor
3423 Dressing Room
Arizona | Chilled Beam CB-3-3409 | Chilled Beam | CB | Price | N/A | CC-1330
Phoenix Biomedical Campus
Cancer Center
3rd Floor
Diagnostic Imaging
3409 Corridor
3409 Ultrasound
Arizona | Chilled Beam CB-3-3411 | Chilled Beam | CB | Price |  | CC-1331
Phoenix Biomedical Campus
Cancer Center
3rd Floor
Diagnostic Imaging
3409 Corridor
3411 Consult Room
Arizona | Chilled Beam CB-3-3425 | Chilled Beam | CB | Price | N/A | CC-1332
Phoenix Biomedical Campus
Cancer Center
3rd Floor
Diagnostic Imaging
3408 Corridor
3425 Office
Arizona | Chilled Beam CB-3-3413 | Chilled Beam | CB | Price | N/A | CC-1322
Phoenix Biomedical Campus
Cancer Center
3rd Floor
Diagnostic Imaging
3408 Corridor
3413 Mammography
Arizona | Chilled Beam CB-3-3406 | Chilled Beam | CB | Price | N/A | CC-1336
Phoenix Biomedical Campus
Cancer Center
3rd Floor
Diagnostic Imaging
3407 Corridor
3406 Office
Arizona | Chilled Beam CB-3-3212 | Chilled Beam | CB | Price | N/A | CC-1600
Phoenix Biomedical Campus
Cancer Center
3rd Floor
Dermatology
3203 Corridor
3212 Exam Room
Arizona | Chilled Beam CB-3-3211 | Chilled Beam | CB | Price | N/A | CC-1601
Phoenix Biomedical Campus
Cancer Center
3rd Floor
Dermatology
3203 Corridor
3211 Exam Room
Arizona | Chilled Beam CB-3-3228B | Chilled Beam | CB | Price | N/A | CC-1602
Phoenix Biomedical Campus
Cancer Center
3rd Floor
Dermatology
3203 Corridor
3228 Physican Workroom
Arizona | Chilled Beam CB-3-3228A | Chilled Beam | CB | Price | N/A | CC-1603
Phoenix Biomedical Campus
Cancer Center
3rd Floor
Dermatology
3203 Corridor
3228 Physican Workroom
Arizona | Chilled Beam CB-3-3210 | Chilled Beam | CB | Price | N/A | CC-1605
Phoenix Biomedical Campus
Cancer Center
3rd Floor
Dermatology
3203 Corridor
3210 Exam Room
Arizona | Chilled Beam CB-3-3209 | Chilled Beam | CB | Price | N/A | CC-1607
Phoenix Biomedical Campus
Cancer Center
3rd Floor
Dermatology
3203 Corridor
3209 Exam Room
Arizona | Chilled Beam CB-3-3208 | Chilled Beam | CB | Price | N/A | CC-1608
Phoenix Biomedical Campus
Cancer Center
3rd Floor
Dermatology
3203 Corridor
3208 Office
Arizona | Chilled Beam CB-3-3207 | Chilled Beam | CB | Price | N/A | CC-1609
Phoenix Biomedical Campus
Cancer Center
3rd Floor
Dermatology
3203 Corridor
3207 Evaluation
Arizona | Chilled Beam CB-3-3206 | Chilled Beam | CB | Price | N/A | CC-1610
Phoenix Biomedical Campus
Cancer Center
3rd Floor
Dermatology
3203 Corridor
3206 Office
Arizona | Chilled Beam CB-3-3202 | Chilled Beam | CB | Price | N/A | CC-1614
Phoenix Biomedical Campus
Cancer Center
3rd Floor
Dermatology
3203 Corridor
3202 Office
Arizona | Chilled Beam CB-3-3205 | Chilled Beam | CB | Price | N/A | CC-1615
Phoenix Biomedical Campus
Cancer Center
3rd Floor
Dermatology
3203 Corridor
3205 Pain and Symptom Management
Arizona | Chilled Beam CB-3-3204 | Chilled Beam | CB | Price | N/A | CC-1616
Phoenix Biomedical Campus
Cancer Center
3rd Floor
Dermatology
3203 Corridor
3204 Procedure Scheduler
Arizona | Chilled Beam CB-3-3203 | Chilled Beam | CB | Price | N/A | CC-1617
Phoenix Biomedical Campus
Cancer Center
3rd Floor
Dermatology
3203 Corridor
3203 Consult Room
Arizona | Chilled Beam CB-3-3214 | Chilled Beam | CB | Price | N/A | CC-1397
Phoenix Biomedical Campus
Cancer Center
3rd Floor
Dermatology
3204 Corridor
3214 Exam Room
Arizona | Chilled Beam CB-3-3213 | Chilled Beam | CB | Price | N/A | CC-1398
Phoenix Biomedical Campus
Cancer Center
3rd Floor
Dermatology
3203 Corridor
3213 Exam Room
Arizona | Chilled Beam CB-3-3237 | Chilled Beam | CB | Price | N/A | CC-1619
Phoenix Biomedical Campus
Cancer Center
3rd Floor
Dermatology
3200 Corridor
3237 Procedure Room
Arizona | Chilled Beam CB-3-3235 | Chilled Beam | CB | Price | N/A | CC-1623
Phoenix Biomedical Campus
Cancer Center
3rd Floor
Dermatology
3200 Corridor
3235 Procedure Room
Arizona | Chilled Beam CB-3-3234 | Chilled Beam | CB | Price | N/A | CC-1624
Phoenix Biomedical Campus
Cancer Center
3rd Floor
Dermatology
3200 Corridor
3234 Workroom
Arizona | Chilled Beam CB-3-3233 | Chilled Beam | CB | Price | N/A | CC-1625
Phoenix Biomedical Campus
Cancer Center
3rd Floor
Dermatology
3200 Corridor
3233 Procedure Room
Arizona | Chilled Beam CB-3-3230B | Chilled Beam | CB | Price | N/A | CC-1628
Phoenix Biomedical Campus
Cancer Center
3rd Floor
Dermatology
3201 Corridor
3230 Clinical Workroom
Arizona | Chilled Beam CB-3-3230A | Chilled Beam | CB | Price | N/A | CC-1629
Phoenix Biomedical Campus
Cancer Center
3rd Floor
Dermatology
3201 Corridor
3230 Clinical Workroom
Arizona | Chilled Beam CB-3-3227 | Chilled Beam | CB | Price | N/A | CC-1630
Phoenix Biomedical Campus
Cancer Center
3rd Floor
Dermatology
3201 Corridor
3227 Office
Arizona | Chilled Beam CB-2-2342 | Chilled Beam | CB | Price | 023547-315 | CC-1145
Phoenix Biomedical Campus
Cancer Center
2nd Floor
Infusion
2308 Corridor
2342 Nourishment
Arizona | Chilled Beam CB-2-2341A | Chilled Beam | CB | Price | NA | CC-1146
Phoenix Biomedical Campus
Cancer Center
2nd Floor
Infusion
2308 Corridor
2341 Clinical Workstation
Arizona | Chilled Beam CB-2-2341B | Chilled Beam | CB | Price | NA | CC-1147
Phoenix Biomedical Campus
Cancer Center
2nd Floor
Infusion
2308 Corridor
2341 Clinical Workstation
Arizona | Chilled Beam CB-2-2340 | Chilled Beam | CB | Price | 023547-317 | CC-1148
Phoenix Biomedical Campus
Cancer Center
2nd Floor
Infusion
2308 Corridor
2340 Treatment Room
Arizona | Chilled Beam CB-2-2335 | Chilled Beam | CB | Price |  | CC-1149
Phoenix Biomedical Campus
Cancer Center
2nd Floor
Infusion
2308 Corridor
2335 Office
Arizona | Chilled Beam CB-2-2338 | Chilled Beam | CB | Price |  | CC-1150
Phoenix Biomedical Campus
Cancer Center
2nd Floor
Infusion
2308 Corridor
2338 Treatment Room
Arizona | Chilled Beam CB-2-2334 | Chilled Beam | CB | Price | 023547-313 | CC-1151
Phoenix Biomedical Campus
Cancer Center
2nd Floor
Infusion
2309 Corridor
2334 Consult Room
Arizona | Chilled Beam CB-2-2330 | Chilled Beam | CB | Price | 023547-313 | CC-1152
Phoenix Biomedical Campus
Cancer Center
2nd Floor
Infusion
2309 Corridor
2330 Office
Arizona | Chilled Beam CB-2-2331 | Chilled Beam | CB | Price | 023547-313 | CC-1153
Phoenix Biomedical Campus
Cancer Center
2nd Floor
Infusion
2309 Corridor
2331 Office
Arizona | Chilled Beam CB-2-2006 | Chilled Beam | CB | Price | 023547-313 | CC-1154
Phoenix Biomedical Campus
Cancer Center
2nd Floor
Registration
2006 Storage
Arizona | Chilled Beam CB-2-2346 | Chilled Beam | CB | Price | NA | CC-1137
Phoenix Biomedical Campus
Cancer Center
2nd Floor
Infusion
2346 Corridor
Arizona | Chilled Beam CB-2-2397A | Chilled Beam | CB | Price | NA | CC-1138
Phoenix Biomedical Campus
Cancer Center
2nd Floor
Infusion
2308 Corridor
Arizona | Chilled Beam CB-2-2397B | Chilled Beam | CB | Price | NA | CC-1139
Phoenix Biomedical Campus
Cancer Center
2nd Floor
Infusion
2308 Corridor
Arizona | Chilled Beam CB-2-2397C | Chilled Beam | CB | Price | NA | CC-1140
Phoenix Biomedical Campus
Cancer Center
2nd Floor
Infusion
2308 Corridor
Arizona | Chilled Beam CB-2-2345 | Chilled Beam | CB | Price | NA | CC-1142
Phoenix Biomedical Campus
Cancer Center
2nd Floor
Infusion
2308 Corridor
2345 Treatment Room
Arizona | Chilled Beam CB-2-2343 | Chilled Beam | CB | Price | NA | CC-1143
Phoenix Biomedical Campus
Cancer Center
2nd Floor
Infusion
2308 Corridor
2343 Treatment Room
Arizona | Chilled Beam CB-2-2324 | Chilled Beam | CB | Price | 023547-313 | CC-1157
Phoenix Biomedical Campus
Cancer Center
2nd Floor
Infusion
2307 Corridor
2324 Evaulation
Arizona | Chilled Beam CB-2-2327 | Chilled Beam | CB | Price | 023547-315 | CC-1158
Phoenix Biomedical Campus
Cancer Center
2nd Floor
Infusion
2308 Corridor
2327 Nurse Station
Arizona | Chilled Beam CB-2-2390A | Chilled Beam | CB | Price | 023547-313 | CC-1160
Phoenix Biomedical Campus
Cancer Center
2nd Floor
Infusion
2307 Corridor
2390 Treatment Room
Arizona | Chilled Beam CB-2-2390B | Chilled Beam | CB | Price | 023547-313 | CC-1161
Phoenix Biomedical Campus
Cancer Center
2nd Floor
Infusion
2307 Corridor
2390 Treatment Room
Arizona | Chilled Beam CB-2-2390C | Chilled Beam | CB | Price | 023547-313 | CC-1162
Phoenix Biomedical Campus
Cancer Center
2nd Floor
Infusion
2307 Corridor
2390 Treatment Room
Arizona | Chilled Beam CB-2-2383A | Chilled Beam | CB | Price | 023547-313 | CC-1164
Phoenix Biomedical Campus
Cancer Center
2nd Floor
Infusion
2307 Corridor
2383 Treatment Room
Arizona | Chilled Beam CB-2-2383B | Chilled Beam | CB | Price | 023547-313 | CC-1165
Phoenix Biomedical Campus
Cancer Center
2nd Floor
Infusion
2307 Corridor
2383 Treatment Room
Arizona | Chilled Beam CB-2-2383C | Chilled Beam | CB | Price | 023547-313 | CC-1166
Phoenix Biomedical Campus
Cancer Center
2nd Floor
Infusion
2307 Corridor
2383 Treatment Room
Arizona | Chilled Beam CB-2-2376A | Chilled Beam | CB | Price | 023547-313 | CC-1168
Phoenix Biomedical Campus
Cancer Center
2nd Floor
Infusion
2307 Corridor
2376 Treatment Room
Arizona | Chilled Beam CB-2-2376B | Chilled Beam | CB | Price | 023547-313 | CC-1169
Phoenix Biomedical Campus
Cancer Center
2nd Floor
Infusion
2307 Corridor
2376 Treatment Room
Arizona | Chilled Beam CB-2-2376C | Chilled Beam | CB | Price | 023547-313 | CC-1170
Phoenix Biomedical Campus
Cancer Center
2nd Floor
Infusion
2307 Corridor
2376 Treatment Room
Arizona | Chilled Beam CB-2-2368A | Chilled Beam | CB | Price | 023547-313 | CC-1172
Phoenix Biomedical Campus
Cancer Center
2nd Floor
Infusion
2307 Corridor
2368 Treatment Room
Arizona | Chilled Beam CB-2-2368B | Chilled Beam | CB | Price | 023547-313 | CC-1173
Phoenix Biomedical Campus
Cancer Center
2nd Floor
Infusion
2307 Corridor
2368 Treatment Room
Arizona | Chilled Beam CB-2-2368C | Chilled Beam | CB | Price | 023547-313 | CC-1174
Phoenix Biomedical Campus
Cancer Center
2nd Floor
Infusion
2307 Corridor
2368 Treatment Room
Arizona | Chilled Beam CB-2-2361A | Chilled Beam | CB | Price | 023547-313 | CC-1176
Phoenix Biomedical Campus
Cancer Center
2nd Floor
Infusion
2305 Corridor
2361 Treatment Cubicle
Arizona | Chilled Beam CB-2-2361B | Chilled Beam | CB | Price | 023547-313 | CC-1177
Phoenix Biomedical Campus
Cancer Center
2nd Floor
Infusion
2305 Corridor
2361 Treatment Cubicle
Arizona | Chilled Beam CB-2-2361C | Chilled Beam | CB | Price | 023547-313 | CC-1178
Phoenix Biomedical Campus
Cancer Center
2nd Floor
Infusion
2305 Corridor
2361 Treatment Cubicle
Arizona | Chilled Beam CB-2-2348 | Chilled Beam | CB | Price | 023547-313 | CC-1182
Phoenix Biomedical Campus
Cancer Center
2nd Floor
Infusion
2305 Corridor
2348 Treatment Room
Arizona | Chilled Beam CB-2-2350 | Chilled Beam | CB | Price | 023547-313 | CC-1183
Phoenix Biomedical Campus
Cancer Center
2nd Floor
Infusion
2305 Corridor
2350 Treatment Room
Arizona | Chilled Beam CB-2-2351 | Chilled Beam | CB | Price | 023547-313 | CC-1184
Phoenix Biomedical Campus
Cancer Center
2nd Floor
Infusion
2305 Corridor
2351 Nourishment
Arizona | Chilled Beam CB-2-2315 | Chilled Beam | CB | Price | 023547-313 | CC-1185
Phoenix Biomedical Campus
Cancer Center
2nd Floor
Infusion
2305 Corridor
2315 Nurses Station
Arizona | Chilled Beam CB-4-4365 | Chilled Beam | CB | Price | NA | CC-1200
Phoenix Biomedical Campus
Cancer Center
4th Floor
Endo/Interventional Radiology
4310 Corridor
4365 Exam Room
Arizona | Chilled Beam CB-4-4367 | Chilled Beam | CB | Price | NA | CC-1203
Phoenix Biomedical Campus
Cancer Center
4th Floor
Endo/Interventional Radiology
4311 Corridor
4367 Minor Procedure Room
Arizona | Chilled Beam CB-4-4366 | Chilled Beam | CB | Price | SDB-5-001 | CC-1205
Phoenix Biomedical Campus
Cancer Center
4th Floor
Endo/Interventional Radiology
4311 Corridor
4366 Exam Room
Arizona | Chilled Beam CB-4-4370A | Chilled Beam | CB | Price | NA | CC-1214
Phoenix Biomedical Campus
Cancer Center
4th Floor
Endo/Interventional Radiology
4311 Corridor
4370 Physician Workroom
Arizona | Chilled Beam CB-4-4370B | Chilled Beam | CB | Price | NA | CC-1215
Phoenix Biomedical Campus
Cancer Center
4th Floor
Endo/Interventional Radiology
4311 Corridor
4370 Physician Workroom
Arizona | Chilled Beam CB-4-4357 | Chilled Beam | CB | Price | NA | CC-1216
Phoenix Biomedical Campus
Cancer Center
4th Floor
Endo/Interventional Radiology
4313 Corridor
4357 Office
Arizona | Chilled Beam CB-4-4356A | Chilled Beam | CB | Price | NA | CC-1217
Phoenix Biomedical Campus
Cancer Center
4th Floor
Endo/Interventional Radiology
4313 Corridor
4356 Pulmonary Function
Arizona | Chilled Beam CB-4-4356B | Chilled Beam | CB | Price | NA | CC-1218
Phoenix Biomedical Campus
Cancer Center
4th Floor
Endo/Interventional Radiology
4313 Corridor
4356 Pulmonary Function
Arizona | Chilled Beam CB-4-4355B | Chilled Beam | CB | Price | NA | CC-1219
Phoenix Biomedical Campus
Cancer Center
4th Floor
Endo/Interventional Radiology
4313 Corridor
4355 Team Work Station Head/Neck/Thoracic
Arizona | Chilled Beam CB-4-4355A | Chilled Beam | CB | Price | NA | CC-1220
Phoenix Biomedical Campus
Cancer Center
4th Floor
Endo/Interventional Radiology
4313 Corridor
4355 Team Work Station Head/Neck/Thoracic
Arizona | Chilled Beam CB-4-4363 | Chilled Beam | CB | Price | NA | CC-1207
Phoenix Biomedical Campus
Cancer Center
4th Floor
Endo/Interventional Radiology
4310 Corridor
4363 Exam Room
Arizona | Chilled Beam CB-4-4362 | Chilled Beam | CB | Price | NA | CC-1208
Phoenix Biomedical Campus
Cancer Center
4th Floor
Endo/Interventional Radiology
4310 Corridor
4362 Exam Room
Arizona | Chilled Beam CB-4-4361 | Chilled Beam | CB | Price | NA | CC-1209
Phoenix Biomedical Campus
Cancer Center
4th Floor
Endo/Interventional Radiology
4310 Corridor
4361 Exam Room
Arizona | Chilled Beam CB-4-4360 | Chilled Beam | CB | Price | NA | CC-1210
Phoenix Biomedical Campus
Cancer Center
4th Floor
Endo/Interventional Radiology
4313 Corridor
4360 Office
Arizona | Chilled Beam CB-4-4359 | Chilled Beam | CB | Price | NA | CC-1211
Phoenix Biomedical Campus
Cancer Center
4th Floor
Endo/Interventional Radiology
4313 Corridor
4359 Exam Room
Arizona | Chilled Beam CB-4-4355 | Chilled Beam | CB | Price | NA | CC-1222
Phoenix Biomedical Campus
Cancer Center
4th Floor
Endo/Interventional Radiology
4313 Corridor
4355 Team Work Station Head/Neck/Thoracic
Arizona | Chilled Beam CB-4-4129 | Chilled Beam | CB | Price | NA | CC-1223
Phoenix Biomedical Campus
Cancer Center
4th Floor
Endo/Interventional Radiology
4313 Corridor
4353 Clinical Workroom
Arizona | Chilled Beam CB-4-4130 | Chilled Beam | CB | Price | NA | CC-1224
Phoenix Biomedical Campus
Cancer Center
4th Floor
Endo/Interventional Radiology
4313 Corridor
4352 Exam Room
Arizona | Chilled Beam CB-4-4351 | Chilled Beam | CB | Price | NA | CC-1225
Phoenix Biomedical Campus
Cancer Center
4th Floor
Endo/Interventional Radiology
4313 Corridor
4351 Exam Room
Arizona | Chilled Beam CB-4-4350 | Chilled Beam | CB | Price | NA | CC-1227
Phoenix Biomedical Campus
Cancer Center
4th Floor
Endo/Interventional Radiology
4313 Corridor
4350 Physician Workroom
Arizona | Chilled Beam CB-4-4349 | Chilled Beam | CB | Price | NA | CC-1229
Phoenix Biomedical Campus
Cancer Center
4th Floor
Endo/Interventional Radiology
4313 Corridor
4349 Exam Room
Arizona | Chilled Beam CB-4-4381 | Chilled Beam | CB | Price | NA | CC-1234
Phoenix Biomedical Campus
Cancer Center
4th Floor
Endo/Interventional Radiology
4313 Corridor
4381 Room
Arizona | Chilled Beam CB-4-4346 | Chilled Beam | CB | Price | NA | CC-1235
Phoenix Biomedical Campus
Cancer Center
4th Floor
Endo/Interventional Radiology
4313 Corridor
4346 Speech Therapy
Arizona | Chilled Beam CB-4-4343 | Chilled Beam | CB | Price | NA | CC-1236
Phoenix Biomedical Campus
Cancer Center
4th Floor
Endo/Interventional Radiology
4313 Corridor
4343 Consult Room
Arizona | Chilled Beam CB-4-4341A | Chilled Beam | CB | Price | NA | CC-1238
Phoenix Biomedical Campus
Cancer Center
4th Floor
Endo/Interventional Radiology
4314 Corridor
4341 Employee Break Room
Arizona | Chilled Beam CB-4-4341B | Chilled Beam | CB | Price | NA | CC-1239
Phoenix Biomedical Campus
Cancer Center
4th Floor
Endo/Interventional Radiology
4314 Corridor
4341 Employee Break Room
Arizona | Chilled Beam CB-4-4340 | Chilled Beam | CB | Price | NA | CC-1240
Phoenix Biomedical Campus
Cancer Center
4th Floor
Endo/Interventional Radiology
4314 Corridor
4340 Consult Room
Arizona | Chilled Beam CB-4-4348 | Chilled Beam | CB | Price | NA | CC-1231
Phoenix Biomedical Campus
Cancer Center
4th Floor
Endo/Interventional Radiology
4313 Corridor
4348 Exam Room
Arizona | Chilled Beam CB-4-4347 | Chilled Beam | CB | Price | NA | CC-1232
Phoenix Biomedical Campus
Cancer Center
4th Floor
Endo/Interventional Radiology
4313 Corridor
4347 Instrument Room
Arizona | Chilled Beam CB-4-4339A | Chilled Beam | CB | Price | NA | CC-1242
Phoenix Biomedical Campus
Cancer Center
4th Floor
Endo/Interventional Radiology
4314 Corridor
4339 Workroom
Arizona | Chilled Beam CB-4-4339B | Chilled Beam | CB | Price | NA | CC-1243
Phoenix Biomedical Campus
Cancer Center
4th Floor
Endo/Interventional Radiology
4314 Corridor
4339 Workroom
Arizona | Chilled Beam CB-4-4331 | Chilled Beam | CB | Price | NA | CC-1250
Phoenix Biomedical Campus
Cancer Center
4th Floor
Endo/Interventional Radiology
4314 Corridor
4331 Office
Arizona | Chilled Beam CB-4-4332 | Chilled Beam | CB | Price | NA | CC-1251
Phoenix Biomedical Campus
Cancer Center
4th Floor
Endo/Interventional Radiology
4314 Corridor
4332 Exam Room
Arizona | Chilled Beam CB-4-4329 | Chilled Beam | CB | Price | NA | CC-1252
Phoenix Biomedical Campus
Cancer Center
4th Floor
Endo/Interventional Radiology
4314 Corridor
4329 Exam Room
Arizona | Chilled Beam CB-4-4330 | Chilled Beam | CB | Price | NA | CC-1253
Phoenix Biomedical Campus
Cancer Center
4th Floor
Endo/Interventional Radiology
4314 Corridor
4330 Exam Room
Arizona | Chilled Beam CB-4-4327 | Chilled Beam | CB | Price | NA | CC-1254
Phoenix Biomedical Campus
Cancer Center
4th Floor
Endo/Interventional Radiology
4314 Corridor
4327 Exam Room
Arizona | Chilled Beam CB-4-4328 | Chilled Beam | CB | Price | NA | CC-1255
Phoenix Biomedical Campus
Cancer Center
4th Floor
Endo/Interventional Radiology
4314 Corridor
4328 Exam Room
Arizona | Chilled Beam CB-4-4325 | Chilled Beam | CB | Price | NA | CC-1256
Phoenix Biomedical Campus
Cancer Center
4th Floor
Endo/Interventional Radiology
4314 Corridor
4325 Exam Room
Arizona | Chilled Beam CB-2-2251A | Chilled Beam | CB | Price | 023547-313 | CC-1425
Phoenix Biomedical Campus
Cancer Center
2nd Floor
Pharmacy
2251 Pharmacy
Arizona | Chilled Beam CB-2-2256 | Chilled Beam | CB | Price | 023547-313 | CC-1421
Phoenix Biomedical Campus
Cancer Center
2nd Floor
Pharmacy
2256 Pharmacy Investigation Office
Arizona | Chilled Beam CB-2-2258 | Chilled Beam | CB | Price | 023547-313 | CC-1423
Phoenix Biomedical Campus
Cancer Center
2nd Floor
Pharmacy
2258 Monitor Workroom
Arizona | Chilled Beam CB-2-2255 | Chilled Beam | CB | Price | 023547-313 | CC-1416
Phoenix Biomedical Campus
Cancer Center
2nd Floor
Pharmacy
2255 Office
Arizona | Chilled Beam CB-2-2251B | Chilled Beam | CB | Price | 023547-313 | CC-1427
Phoenix Biomedical Campus
Cancer Center
2nd Floor
Pharmacy
2251 Pharmacy
Arizona | Chilled Beam CB-2-22161 | Chilled Beam | CB | Price | 023547-313 | CC-1428
Phoenix Biomedical Campus
Cancer Center
2nd Floor
Laboratory
2216 Clinical Laboratory
Arizona | Chilled Beam CB-2-22162 | Chilled Beam | CB | Price | 023547-314 | CC-1429
Phoenix Biomedical Campus
Cancer Center
2nd Floor
Laboratory
2216 Clinical Laboratory
Arizona | Chilled Beam CB-2-22163 | Chilled Beam | CB | Price | 023547-315 | CC-1430
Phoenix Biomedical Campus
Cancer Center
2nd Floor
Laboratory
2216 Clinical Laboratory
Arizona | Chilled Beam CB-2-22164 | Chilled Beam | CB | Price | 023547-316 | CC-1431
Phoenix Biomedical Campus
Cancer Center
2nd Floor
Laboratory
2216 Clinical Laboratory
Arizona | Chilled Beam CB-2-22165 | Chilled Beam | CB | Price | 023547-317 | CC-1432
Phoenix Biomedical Campus
Cancer Center
2nd Floor
Laboratory
2216 Clinical Laboratory
Arizona | Chilled Beam CB-2-22166 | Chilled Beam | CB | Price | 023547-318 | CC-1433
Phoenix Biomedical Campus
Cancer Center
2nd Floor
Laboratory
2216 Clinical Laboratory
Arizona | Chilled Beam CB-2-22167 | Chilled Beam | CB | Price | 023547-319 | CC-1434
Phoenix Biomedical Campus
Cancer Center
2nd Floor
Laboratory
2216 Clinical Laboratory
Arizona | Chilled Beam CB-2-22168 | Chilled Beam | CB | Price | 023547-320 | CC-1435
Phoenix Biomedical Campus
Cancer Center
2nd Floor
Laboratory
2216 Clinical Laboratory
Arizona | Chilled Beam CB-2-22169 | Chilled Beam | CB | Price | 023547-321 | CC-1436
Phoenix Biomedical Campus
Cancer Center
2nd Floor
Laboratory
2216 Clinical Laboratory
Arizona | Chilled Beam CB-2-2218 | Chilled Beam | CB | Price | 023547-313 | CC-1437
Phoenix Biomedical Campus
Cancer Center
2nd Floor
Laboratory
2218 Office
Arizona | Chilled Beam CB-2-22542 | Chilled Beam | CB | Price | 023547-313 | CC-1411
Phoenix Biomedical Campus
Cancer Center
2nd Floor
Pharmacy
2254 Pharmacy
Arizona | Chilled Beam CB-22543 | Chilled Beam | CB | Price | 023547-313 | CC-1412
Phoenix Biomedical Campus
Cancer Center
2nd Floor
Pharmacy
2254 Pharmacy
Arizona | Chilled Beam CB-2-22544 | Chilled Beam | CB | Price | 023547-313 | CC-1413
Phoenix Biomedical Campus
Cancer Center
2nd Floor
Pharmacy
2254 Pharmacy
Arizona | Chilled Beam CB-2-2358 | Chilled Beam | CB | Price | 023547-313 | CC-1197
Phoenix Biomedical Campus
Cancer Center
2nd Floor
Infusion
2305 Corridor
2358 Storage
Arizona | Chilled Beam CB-2-2359 | Chilled Beam | CB | Price | 023547-313 | CC-1198
Phoenix Biomedical Campus
Cancer Center
2nd Floor
Infusion
2305 Corridor
2359 Office
Arizona | Chilled Beam CB-2-2360 | Chilled Beam | CB | Price | 023547-313 | CC-1408
Phoenix Biomedical Campus
Cancer Center
2nd Floor
Infusion
2305 Corridor
2360 Office
Arizona | Chilled Beam CB-2-2251 | Chilled Beam | CB | Price | 023547-313 | CC-1409
Phoenix Biomedical Campus
Cancer Center
2nd Floor
Pharmacy
2251 Pharmacy
Arizona | Chilled Beam CB-2-2347 | Chilled Beam | CB | Price | 023547-313 | CC-1180
Phoenix Biomedical Campus
Cancer Center
2nd Floor
Infusion
2347 Corridor
Arizona | Chilled Beam CB-2-2352A | Chilled Beam | CB | Price | 023547-313 | CC-1189
Phoenix Biomedical Campus
Cancer Center
2nd Floor
Infusion
2305 Corridor
2352 Employee Breakroom
Arizona | Chilled Beam CB-2-2352B | Chilled Beam | CB | Price | 023547-313 | CC-1190
Phoenix Biomedical Campus
Cancer Center
2nd Floor
Infusion
2305 Corridor
2352 Employee Breakroom
Arizona | Chilled Beam CB-2-2353 | Chilled Beam | CB | Price | 023547-313 | CC-1192
Phoenix Biomedical Campus
Cancer Center
2nd Floor
Infusion
2305 Corridor
2353 Treatment Room
Arizona | Chilled Beam CB-2-2313 | Chilled Beam | CB | Price | 023547-313 | CC-1193
Phoenix Biomedical Campus
Cancer Center
2nd Floor
Infusion
2305 Corridor
2313 Special Treatment Room
Arizona | Chilled Beam CB-2-2355 | Chilled Beam | CB | Price | 023547-313 | CC-1194
Phoenix Biomedical Campus
Cancer Center
2nd Floor
Infusion
2305 Corridor
2355 Treatment Room
Arizona | Chilled Beam CB-2-2213 | Chilled Beam | CB | Price | 023547-313 | CC-1441
Phoenix Biomedical Campus
Cancer Center
2nd Floor
Laboratory
2213 Specimen Housing
Arizona | Chilled Beam CB-2-2215A | Chilled Beam | CB | Price | 023547-313 | CC-1442
Phoenix Biomedical Campus
Cancer Center
2nd Floor
Laboratory
2215 Blood Collection & Clinical Laboratory
Arizona | Chilled Beam CB-2-2215B | Chilled Beam | CB | Price | 023547-313 | CC-1443
Phoenix Biomedical Campus
Cancer Center
2nd Floor
Laboratory
2215 Blood Collection & Clinical Laboratory
Arizona | Chilled Beam CB-2-2202 | Chilled Beam | CB | Price | 023547-313 | CC-1446
Phoenix Biomedical Campus
Cancer Center
2nd Floor
Support and Wellness
2201 Corridor
2202 Boutique Dressing/Fitting Room
Arizona | Chilled Beam CB-2-2201 | Chilled Beam | CB | Price | 023547-313 | CC-1447
Phoenix Biomedical Campus
Cancer Center
2nd Floor
Support and Wellness
2201 Corridor
2201 Storage
Arizona | Chilled Beam CB-2-2203 | Chilled Beam | CB | Price | 023547-313 | CC-1448
Phoenix Biomedical Campus
Cancer Center
2nd Floor
Support and Wellness
2201 Corridor
2203 Meditation
Arizona | Chilled Beam CB-2-2227 | Chilled Beam | CB | Price | 023547-313 | CC-1457
Phoenix Biomedical Campus
Cancer Center
2nd Floor
Support and Wellness
2201 Corridor
2227 Administration
Arizona | Chilled Beam CB-2-2229 | Chilled Beam | CB | Price | 023547-313 | CC-1458
Phoenix Biomedical Campus
Cancer Center
2nd Floor
Support and Wellness
2201 Corridor
2229 Office
Arizona | Chilled Beam CB-2-2230A | Chilled Beam | CB | Price | 023547-313 | CC-1459
Phoenix Biomedical Campus
Cancer Center
2nd Floor
Administration
2230 Open Office
Arizona | Chilled Beam CB-2-2230B | Chilled Beam | CB | Price | 023547-313 | CC-1460
Phoenix Biomedical Campus
Cancer Center
2nd Floor
Administration
2230 Open Office
Arizona | Chilled Beam CB-2-2230C | Chilled Beam | CB | Price | 023547-313 | CC-1461
Phoenix Biomedical Campus
Cancer Center
2nd Floor
Administration
2230 Open Office
Arizona | Chilled Beam CB-2-2242B | Chilled Beam | CB | Price | 023547-313 | CC-1470
Phoenix Biomedical Campus
Cancer Center
2nd Floor
Administration
2242 Office
Arizona | Chilled Beam CB-2-2242A | Chilled Beam | CB | Price | 023547-313 | CC-1471
Phoenix Biomedical Campus
Cancer Center
2nd Floor
Administration
2242 Office
Arizona | Chilled Beam CB-2-2241A | Chilled Beam | CB | Price | 023547-313 | CC-1472
Phoenix Biomedical Campus
Cancer Center
2nd Floor
Administration
2241 Office
Arizona | Chilled Beam CB-2-2241B | Chilled Beam | CB | Price | 023547-313 | CC-1473
Phoenix Biomedical Campus
Cancer Center
2nd Floor
Administration
2241 Office
Arizona | Chilled Beam CB-2-2240A | Chilled Beam | CB | Price | 023547-313 | CC-1474
Phoenix Biomedical Campus
Cancer Center
2nd Floor
Administration
2240 Office
Arizona | Chilled Beam CB-2-2240B | Chilled Beam | CB | Price | 023547-313 | CC-1475
Phoenix Biomedical Campus
Cancer Center
2nd Floor
Administration
2240 Office
Arizona | Chilled Beam CB-2-2239A | Chilled Beam | CB | Price | 023547-313 | CC-1476
Phoenix Biomedical Campus
Cancer Center
2nd Floor
Administration
2239 Office
Arizona | Chilled Beam CB-2-2239B | Chilled Beam | CB | Price | 023547-313 | CC-1477
Phoenix Biomedical Campus
Cancer Center
2nd Floor
Administration
2239 Office
Arizona | Chilled Beam CB-2-2237 | Chilled Beam | CB | Price | 023547-313 | CC-1478
Phoenix Biomedical Campus
Cancer Center
2nd Floor
Administration
2237 General Storage
Arizona | Chilled Beam CB-2-2236 | Chilled Beam | CB | Price | 023547-313 | CC-1479
Phoenix Biomedical Campus
Cancer Center
2nd Floor
Administration
2236 Charge Staging Area
Arizona | Chilled Beam CB-2-2235 | Chilled Beam | CB | Price | 023547-313 | CC-1480
Phoenix Biomedical Campus
Cancer Center
2nd Floor
Administration
2235 Office
Arizona | Chilled Beam CB-2-2234 | Chilled Beam | CB | Price | 023547-313 | CC-1481
Phoenix Biomedical Campus
Cancer Center
2nd Floor
Administration
2234 Research Nurse Manager
Arizona | Chilled Beam CB-2-2233 | Chilled Beam | CB | Price | 023547-313 | CC-1482
Phoenix Biomedical Campus
Cancer Center
2nd Floor
Administration
2233 Office
Arizona | Chilled Beam CB-2-2232 | Chilled Beam | CB | Price | 023547-313 | CC-1483
Phoenix Biomedical Campus
Cancer Center
2nd Floor
Administration
2232 Psyhologist
Arizona | Chilled Beam CB-2-2231 | Chilled Beam | CB | Price | 023547-313 | CC-1484
Phoenix Biomedical Campus
Cancer Center
2nd Floor
Administration
2231 Office
Arizona | Chilled Beam CB-2-2220A | Chilled Beam | CB | Price | 023547-313 | CC-1485
Phoenix Biomedical Campus
Cancer Center
2nd Floor
Support and Wellness
2201 Corridor
2220 Exercise Room
Arizona | Chilled Beam CB-2-2220B | Chilled Beam | CB | Price | 023547-313 | CC-1486
Phoenix Biomedical Campus
Cancer Center
2nd Floor
Support and Wellness
2201 Corridor
2220 Exercise Room
Arizona | Chilled Beam CB-2-2211 | Chilled Beam | CB | Price | 023547-313 | CC-1487
Phoenix Biomedical Campus
Cancer Center
2nd Floor
Support and Wellness
2204 Corridor
2211 Office
Arizona | Chilled Beam CB-2-2210 | Chilled Beam | CB | Price | 023547-313 | CC-1488
Phoenix Biomedical Campus
Cancer Center
2nd Floor
Support and Wellness
2204 Corridor
2210 Multipurpose Room
Arizona | Chilled Beam CB-2-2212 | Chilled Beam | CB | Price | 023547-313 | CC-1489
Phoenix Biomedical Campus
Cancer Center
2nd Floor
Support and Wellness
2204 Corridor
2212 Office
Arizona | Chilled Beam CB-1-1201 | Chilled Beam | CB | Price | N/A | CC-1658
Phoenix Biomedical Campus
Cancer Center
1st Floor
Radiation Oncology
1200 Corridor
1201 Radiation Medicine
Arizona | Chilled Beam CB-1-1202 | Chilled Beam | CB | Price | N/A | CC-1659
Phoenix Biomedical Campus
Cancer Center
1st Floor
Radiation Oncology
1200 Corridor
1202 Employee Only
Arizona | Chilled Beam CB-1-1331 | Chilled Beam | CB | Price | N/A | CC-1652
Phoenix Biomedical Campus
Cancer Center
1st Floor
Diagnostic Imaging
1314 Corridor
1331 Uptake 2
Arizona | Chilled Beam CB-1-1333 | Chilled Beam | CB | Price | N/A | CC-1655
Phoenix Biomedical Campus
Cancer Center
1st Floor
Diagnostic Imaging
1314 Corridor
1333 Uptake 1
Arizona | Chilled Beam CB-1-1338A | Chilled Beam | CB | Price | N/A | CC-1649
Phoenix Biomedical Campus
Cancer Center
1st Floor
Diagnostic Imaging
1313 Corridor
1338 Work Room
Arizona | Chilled Beam CB-1-1338B | Chilled Beam | CB | Price | N/A | CC-1650
Phoenix Biomedical Campus
Cancer Center
1st Floor
Diagnostic Imaging
1313 Corridor
1338 Work Room
Arizona | Chilled Beam CB-1-1323 | Chilled Beam | CB | Price | N/A | CC-1643
Phoenix Biomedical Campus
Cancer Center
1st Floor
Diagnostic Imaging
1312 Corridor
1323 MRI Control Room
Arizona | Chilled Beam CB-1-1324 | Chilled Beam | CB | Price | N/A | CC-1644
Phoenix Biomedical Campus
Cancer Center
1st Floor
Diagnostic Imaging
1312 Corridor
1324 MRI Suite
Arizona | Chilled Beam CB-1-1325 | Chilled Beam | CB | Price | N/A | CC-1645
Phoenix Biomedical Campus
Cancer Center
1st Floor
Diagnostic Imaging
1312 Corridor
1325 Future MRI Holding
Arizona | Chilled Beam CB-1-1326 | Chilled Beam | CB | Price | N/A | CC-1646
Phoenix Biomedical Campus
Cancer Center
1st Floor
Diagnostic Imaging
1312 Corridor
1326 Future MRI Control
Arizona | Chilled Beam CB-1-1222 | Chilled Beam | CB | Price | N/A | CC-1589
Phoenix Biomedical Campus
Cancer Center
1st Floor
Radiation Oncology
1204 Corridor
1222 Control Room
Arizona | Chilled Beam CB-1-1231 | Chilled Beam | CB | Price | N/A | CC-1590
Phoenix Biomedical Campus
Cancer Center
1st Floor
Radiation Oncology
1203 Corridor
1231 Team Work Station
Arizona | Chilled Beam CB-1-1230 | Chilled Beam | CB | Price | N/A | CC-1591
Phoenix Biomedical Campus
Cancer Center
1st Floor
Radiation Oncology
1203 Corridor
1230 Clinical Workroom
Arizona | Chilled Beam CB-1-1020 | Chilled Beam | CB | Price | N/A | CC-1593
Phoenix Biomedical Campus
Cancer Center
1st Floor
Building Support
1018 Corridor
1020 Vending
Arizona | Chilled Beam CB-1-1022 | Chilled Beam | CB | Price | N/A | CC-1594
Phoenix Biomedical Campus
Cancer Center
1st Floor
Materials Management
1022 Mail Pick-Up
Arizona | Chilled Beam CB-1-1027 | Chilled Beam | CB | Price | N/A | CC-1596
Phoenix Biomedical Campus
Cancer Center
1st Floor
Materials Management
1027 Secured Pharmacy Storage
Arizona | Chilled Beam CB-1-1026 | Chilled Beam | CB | Price | N/A | CC-1597
Phoenix Biomedical Campus
Cancer Center
1st Floor
Building Support
1016 Corridor
1026 Building Manager
Arizona | Chilled Beam CB-1-1303 | Chilled Beam | CB | Price | N/A | CC-1634
Phoenix Biomedical Campus
Cancer Center
1st Floor
Diagnostic Imaging
1310 Corridor
1303 Employee Only
Arizona | Chilled Beam CB-1-1302 | Chilled Beam | CB | Price | N/A | CC-1635
Phoenix Biomedical Campus
Cancer Center
1st Floor
Diagnostic Imaging
1310 Corridor
1302 Chief Technician Office
Arizona | Chilled Beam CB-1-1311 | Chilled Beam | CB | Price | N/A | CC-1636
Phoenix Biomedical Campus
Cancer Center
1st Floor
Diagnostic Imaging
1311 Corridor
1311 Reading Room
Arizona | Chilled Beam CB-1-1301 | Chilled Beam | CB | Price | N/A | CC-1632
Phoenix Biomedical Campus
Cancer Center
1st Floor
Diagnostic Imaging
1310 Corridor
1301 MRI, CT & Nuclear Medicine
Arizona | Chilled Beam CB-1-1308B | Chilled Beam | CB | Price | N/A | CC-1638
Phoenix Biomedical Campus
Cancer Center
1st Floor
Diagnostic Imaging
1310 Corridor
1308 Control Room
Arizona | Chilled Beam CB-1-1308A | Chilled Beam | CB | Price | N/A | CC-1639
Phoenix Biomedical Campus
Cancer Center
1st Floor
Diagnostic Imaging
1310 Corridor
1308 Control Room
Arizona | Chilled Beam CB-1-1218 | Chilled Beam | CB | Price | N/A | CC-1580
Phoenix Biomedical Campus
Cancer Center
1st Floor
Radiation Oncology
1204 Corridor
1218 Control Room
Arizona | Chilled Beam CB-1-1215 | Chilled Beam | CB | Price | N/A | CC-1582
Phoenix Biomedical Campus
Cancer Center
1st Floor
Radiation Oncology
1200 Corridor
1215 Consult Room
Arizona | Chilled Beam CB-1-1210 | Chilled Beam | CB | Price | N/A | CC-1583
Phoenix Biomedical Campus
Cancer Center
1st Floor
Radiation Oncology
1200 Corridor
1210 Women's Dressing Room
Arizona | Chilled Beam CB-1-1204 | Chilled Beam | CB | Price | N/A | CC-1584
Phoenix Biomedical Campus
Cancer Center
1st Floor
Radiation Oncology
1200 Corridor
1204 Men's Dressing Room
Arizona | Chilled Beam CB-1-1214 | Chilled Beam | CB | Price | N/A | CC-1585
Phoenix Biomedical Campus
Cancer Center
1st Floor
Radiation Oncology
1200 Corridor
1214 Nurse Practitioner Office
Arizona | Chilled Beam CB-1-1203 | Chilled Beam | CB | Price | N/A | CC-1586
Phoenix Biomedical Campus
Cancer Center
1st Floor
Radiation Oncology
1200 Corridor
1203 Shared Office (3)
Arizona | Chilled Beam CB-1-1247 | Chilled Beam | CB | Price | N/A | CC-1572
Phoenix Biomedical Campus
Cancer Center
1st Floor
Radiation Oncology
1201 Corridor
1247 HDR Planning
Arizona | Chilled Beam CB-1-1246B | Chilled Beam | CB | Price | N/A | CC-1573
Phoenix Biomedical Campus
Cancer Center
1st Floor
Radiation Oncology
1201 Corridor
1246 Dosimetry
Arizona | Chilled Beam CB-1-1246A | Chilled Beam | CB | Price | N/A | CC-1574
Phoenix Biomedical Campus
Cancer Center
1st Floor
Radiation Oncology
1201 Corridor
1246 Dosimetry
Arizona | Chilled Beam CB-1-1233 | Chilled Beam | CB | Price | N/A | CC-1575
Phoenix Biomedical Campus
Cancer Center
1st Floor
Radiation Oncology
1205 Corridor
1233 Residents
Arizona | Chilled Beam CB-1-1232 | Chilled Beam | CB | Price | N/A | CC-1576
Phoenix Biomedical Campus
Cancer Center
1st Floor
Radiation Oncology
1205 Corridor
1232 Chief Therapist Office
Arizona | Chilled Beam CB-2-2228 | Chilled Beam | CB | Price | 023547-313 | CC-1455
Phoenix Biomedical Campus
Cancer Center
2nd Floor
Support and Wellness
2201 Corridor
2228 Office
Arizona | Chilled Beam CB-1-1242A | Chilled Beam | CB | Price | N/A | CC-1568
Phoenix Biomedical Campus
Cancer Center
1st Floor
Radiation Oncology
1201 Corridor
1242 Physics Lab
Arizona | Chilled Beam CB-1-1242B | Chilled Beam | CB | Price | N/A | CC-1569
Phoenix Biomedical Campus
Cancer Center
1st Floor
Radiation Oncology
1201 Corridor
1242 Physics Lab
Arizona | Chilled Beam CB-2-2222 | Chilled Beam | CB | Price | 023547-313 | CC-1450
Phoenix Biomedical Campus
Cancer Center
2nd Floor
Support and Wellness
2201 Corridor
2222 Therapist Work Station
Arizona | Chilled Beam CB-2-2223 | Chilled Beam | CB | Price | 023547-313 | CC-1451
Phoenix Biomedical Campus
Cancer Center
2nd Floor
Support and Wellness
2201 Corridor
2223 Therapy Room
Arizona | Chilled Beam CB-2-2224 | Chilled Beam | CB | Price | 023547-313 | CC-1452
Phoenix Biomedical Campus
Cancer Center
2nd Floor
Support and Wellness
2201 Corridor
2224 Therapy Room
Arizona | Chilled Beam CB-2-2003 | Chilled Beam | CB | Price | 023547-313 | CC-1495
Phoenix Biomedical Campus
Cancer Center
2nd Floor
Registration
2003 Office
Arizona | Chilled Beam CB-2-2002 | Chilled Beam | CB | Price | 023547-313 | CC-1496
Phoenix Biomedical Campus
Cancer Center
2nd Floor
Registration
2002 Office
Arizona | Chilled Beam CB-1-1229 | Chilled Beam | CB | Price | N/A | CC-1554
Phoenix Biomedical Campus
Cancer Center
1st Floor
Radiation Oncology
1203 Corridor
1229 Exam Room
Arizona | Chilled Beam CB-1-1228 | Chilled Beam | CB | Price | N/A | CC-1557
Phoenix Biomedical Campus
Cancer Center
1st Floor
Radiation Oncology
1203 Corridor
1228 Exam Room
Arizona | Chilled Beam CB-1-1227 | Chilled Beam | CB | Price | N/A | CC-1558
Phoenix Biomedical Campus
Cancer Center
1st Floor
Radiation Oncology
1203 Corridor
1227 Exam Room
Arizona | Chilled Beam CB-1-1226 | Chilled Beam | CB | Price | N/A | CC-1559
Phoenix Biomedical Campus
Cancer Center
1st Floor
Radiation Oncology
1203 Corridor
1226 Exam Room
Arizona | Chilled Beam CB-1-1225 | Chilled Beam | CB | Price | N/A | CC-1561
Phoenix Biomedical Campus
Cancer Center
1st Floor
Radiation Oncology
1203 Corridor
1225 Exam Room
Arizona | Chilled Beam CB-1-1224 | Chilled Beam | CB | Price | N/A | CC-1562
Phoenix Biomedical Campus
Cancer Center
1st Floor
Radiation Oncology
1203 Corridor
1224 Exam Room
Arizona | Chilled Beam CB-1-1223 | Chilled Beam | CB | Price | N/A | CC-1563
Phoenix Biomedical Campus
Cancer Center
1st Floor
Radiation Oncology
1205 Corridor
1223 Minor Procedure Room
Arizona | Chilled Beam CB-1-1235 | Chilled Beam | CB | Price | N/A | CC-1564
Phoenix Biomedical Campus
Cancer Center
1st Floor
Radiation Oncology
1206 Corridor
1235 Practice Manager Office
Arizona | Chilled Beam CB-1-1237 | Chilled Beam | CB | Price | N/A | CC-1565
Phoenix Biomedical Campus
Cancer Center
1st Floor
Radiation Oncology
1206 Corridor
1237 Chief Physicist Office
Arizona | Chilled Beam CB-1-1236 | Chilled Beam | CB | Price | N/A | CC-1566
Phoenix Biomedical Campus
Cancer Center
1st Floor
Radiation Oncology
1206 Corridor
1236 Physicist Office
Arizona | Chilled Beam CB-1-1042 | Chilled Beam | CB | Price |  | CC-1779
Phoenix Biomedical Campus
Cancer Center
1st Floor
Building Support
1016 Corridor
1042 Mail Room
Arizona | Chilled Beam CB-1-1003B | Chilled Beam | CB | Price | N/A | CC-1853
Phoenix Biomedical Campus
Cancer Center
1st Floor
Materials Management
1003 Security
Arizona | Chilled Beam CB-1-1003A | Chilled Beam | CB | Price | N/A | CC-1854
Phoenix Biomedical Campus
Cancer Center
1st Floor
Materials Management
1003 Security
Arizona | Chilled Beam CB-1-1254 | Chilled Beam | CB | Price | N/A | CC-1681
Phoenix Biomedical Campus
Cancer Center
1st Floor
Radiation Oncology
1208 Corridor
1254 MD Admin Office
Arizona | Chilled Beam CB-1-1253 | Chilled Beam | CB | Price | N/A | CC-1692
Phoenix Biomedical Campus
Cancer Center
1st Floor
Radiation Oncology
1208 Corridor
1253 MD Admin Office
Arizona | Chilled Beam CB-1-1252 | Chilled Beam | CB | Price | N/A | CC-1694
Phoenix Biomedical Campus
Cancer Center
1st Floor
Radiation Oncology
1208 Corridor
1252 MD Admin Office
Arizona | Chilled Beam CB-1-1270 | Chilled Beam | CB | Price | N/A | CC-1661
Phoenix Biomedical Campus
Cancer Center
1st Floor
Clinic
1202 Corridor
1270 Financial Counselors
Arizona | Chilled Beam CB-1-1273 | Chilled Beam | CB | Price | N/A | CC-1662
Phoenix Biomedical Campus
Cancer Center
1st Floor
Clinic
1207 Corridor
1273 Exam Room 1 Prevention
Arizona | Chilled Beam CB-1-1274 | Chilled Beam | CB | Price | N/A | CC-1663
Phoenix Biomedical Campus
Cancer Center
1st Floor
Clinic
1207 Corridor
1274 Exam Room 2 Prevention
Arizona | Chilled Beam CB-1-1277A | Chilled Beam | CB | Price | N/A | CC-1664
Phoenix Biomedical Campus
Cancer Center
1st Floor
Clinic
1207 Corridor
1277 Physician Workroom
Arizona | Chilled Beam CB-1-1277B | Chilled Beam | CB | Price | N/A | CC-1665
Phoenix Biomedical Campus
Cancer Center
1st Floor
Clinic
1207 Corridor
1277 Physician Workroom
Arizona | Chilled Beam CB-1-1276 | Chilled Beam | CB | Price | N/A | CC-1666
Phoenix Biomedical Campus
Cancer Center
1st Floor
Clinic
1207 Corridor
1276 Clinical Workroom
Arizona | Chilled Beam CB-1-1275 | Chilled Beam | CB | Price | N/A | CC-1667
Phoenix Biomedical Campus
Cancer Center
1st Floor
Clinic
1207 Corridor
1275 Exam Room 3 Prevention
Arizona | Chilled Beam CB-1-1279 | Chilled Beam | CB | Price | N/A | CC-1669
Phoenix Biomedical Campus
Cancer Center
1st Floor
Clinic
1209 Corridor
1279 Office (Future Exam Room)
Arizona | Chilled Beam CB-1-1280 | Chilled Beam | CB | Price | N/A | CC-1670
Phoenix Biomedical Campus
Cancer Center
1st Floor
Clinic
1209 Corridor
1280 Exam Room 5 Prev
Arizona | Chilled Beam CB-1-1281 | Chilled Beam | CB | Price | N/A | CC-1671
Phoenix Biomedical Campus
Cancer Center
1st Floor
Clinic
1209 Corridor
1281 Exam Room 4 Prev
Arizona | Chilled Beam CB-1-1283 | Chilled Beam | CB | Price | N/A | CC-1672
Phoenix Biomedical Campus
Cancer Center
1st Floor
Clinic
1209 Corridor
1283 Genetic Counselor Office
Arizona | Chilled Beam CB-1-1282 | Chilled Beam | CB | Price | N/A | CC-1673
Phoenix Biomedical Campus
Cancer Center
1st Floor
Clinic
1209 Corridor
1282 Family Consult Room
Arizona | Chilled Beam CB-1-1278B | Chilled Beam | CB | Price | N/A | CC-1678
Phoenix Biomedical Campus
Cancer Center
1st Floor
Clinic
1207 Corridor
1278 Team Work Station Prevention
Arizona | Chilled Beam CB-1-1278A | Chilled Beam | CB | Price | N/A | CC-1679
Phoenix Biomedical Campus
Cancer Center
1st Floor
Clinic
1207 Corridor
1278 Team Work Station Prevention
Arizona | Chemical Delivery System | Chemical Delivery System | CHEMDELSYS | Potter | PCDS-B | CC-1709
Phoenix Biomedical Campus
Cancer Center
1st Floor
Building Support
1019 Corridor
1033 Fire Pump Room
Arizona | Condensing Boiler B-1 | Boiler | BOILER | AERCO | BMK2000 | CC-1133
Phoenix Biomedical Campus
Cancer Center
6th Floor
Building Support
6003 Boiler Room
Arizona | Condensing Boiler B-2 | Boiler | BOILER | AERCO | BMK2001 | CC-1134
Phoenix Biomedical Campus
Cancer Center
6th Floor
Building Support
6003 Boiler Room
Arizona | Condensing Boiler B-3 | Boiler | BOILER | AERCO | BMK2002 | CC-1135
Phoenix Biomedical Campus
Cancer Center
6th Floor
Building Support
6003 Boiler Room
Arizona | Condensing Boiler B-4 | Boiler | BOILER | AERCO | BMK2003 | CC-1136
Phoenix Biomedical Campus
Cancer Center
6th Floor
Building Support
6003 Boiler Room
Arizona | Backflow Preventer | Back Flow Preventer | BACKFLOW |  | LF909M1QTRP | CC-1868
Phoenix Biomedical Campus
Cancer Center
6th Floor
Building Support
6004 Mechanical Room East
Arizona | Backflow Preventer | Back Flow Preventer | BACKFLOW |  | LF909M1QTRP | CC-1865
Phoenix Biomedical Campus
Cancer Center
6th Floor
Building Support
6004 Mechanical Room East
Arizona | Backflow Preventer | Back Flow Preventer | BACKFLOW | Watts | LF909M1 QT RP 1 1/2 | CC-1739
Phoenix Biomedical Campus
Cancer Center
1st Floor
Building Support
1019 Corridor
1031 Mechanical
Arizona | Backflow Preventer | Back Flow Preventer | BACKFLOW |  | LF909M1QT | CC-1860
Phoenix Biomedical Campus
Cancer Center
6th Floor
Building Support
6004 Mechanical Room East
Arizona | Backflow Preventer RPZ-7 | Back Flow Preventer | BACKFLOW | FEBCO | 825YA | CC-1783
Phoenix Biomedical Campus
Cancer Center
Exterior
Arizona | Backflow Preventer | Back Flow Preventer | BACKFLOW | Watts | LF909QTRPZ | CC-1801
Phoenix Biomedical Campus
Cancer Center
4th Floor
Endo/Interventional Radiology
4205 Corridor
4241 EVS
Arizona | Backflow Preventer | Back Flow Preventer | BACKFLOW | Watts | LF909QTRPZ | CC-1828
Phoenix Biomedical Campus
Cancer Center
1st Floor
Building Support
1016 Corridor
1017 EVS
Arizona | Backflow Preventer | Back Flow Preventer | BACKFLOW | Watts | LF909QTRPZ | CC-1829
Phoenix Biomedical Campus
Cancer Center
4th Floor
Endo/Interventional Radiology
4205 Corridor
4239 Equipment
Arizona | Backflow Preventer | Back Flow Preventer | BACKFLOW | Watts | LF909QTRPZ | CC-1830
Phoenix Biomedical Campus
Cancer Center
4th Floor
Endo/Interventional Radiology
4205 Corridor
4239 Equipment
Arizona | Backflow Preventer | Back Flow Preventer | BACKFLOW | Watts | LF909QTRPZ | CC-1831
Phoenix Biomedical Campus
Cancer Center
4th Floor
Endo/Interventional Radiology
4205 Corridor
4239 Equipment
Arizona | Backflow Preventer | Back Flow Preventer | BACKFLOW | Watts | LF909QTRPZ | CC-1832
Phoenix Biomedical Campus
Cancer Center
4th Floor
Endo/Interventional Radiology
4205 Corridor
4239 Equipment
Arizona | Backflow Preventer | Back Flow Preventer | BACKFLOW | Watts | LF909QTRPZ | CC-1833
Phoenix Biomedical Campus
Cancer Center
4th Floor
Endo/Interventional Radiology
4205 Corridor
4239 Equipment
Arizona | Backflow Preventer | Back Flow Preventer | BACKFLOW | Watts | LF909QTRPZ | CC-1834
Phoenix Biomedical Campus
Cancer Center
4th Floor
Endo/Interventional Radiology
4205 Corridor
4239 Equipment
Arizona | Backflow Preventer | Back Flow Preventer | BACKFLOW | Watts | LF909QTRPZ | CC-1835
Phoenix Biomedical Campus
Cancer Center
4th Floor
Endo/Interventional Radiology
4205 Corridor
4239 Equipment
Arizona | Backflow Preventer | Back Flow Preventer | BACKFLOW | Watts | LF909QTRPZ | CC-1836
Phoenix Biomedical Campus
Cancer Center
4th Floor
Endo/Interventional Radiology
4205 Corridor
4239 Equipment
Arizona | Backflow Preventer | Back Flow Preventer | BACKFLOW | Watts | LF909QTRPZ | CC-1837
Phoenix Biomedical Campus
Cancer Center
4th Floor
Endo/Interventional Radiology
4205 Corridor
4239 Equipment
Arizona | Backflow Preventer | Back Flow Preventer | BACKFLOW | Watts | LF909QTRPZ | CC-1838
Phoenix Biomedical Campus
Cancer Center
4th Floor
Endo/Interventional Radiology
4205 Corridor
4239 Equipment
Arizona | Backflow Preventer | Back Flow Preventer | BACKFLOW | Watts | LF909QTRPZ | CC-1839
Phoenix Biomedical Campus
Cancer Center
4th Floor
Endo/Interventional Radiology
4205 Corridor
4239 Equipment
Arizona | Backflow Preventer | Back Flow Preventer | BACKFLOW | Watts | LF909QTRPZ | CC-1840
Phoenix Biomedical Campus
Cancer Center
4th Floor
Endo/Interventional Radiology
4205 Corridor
4239 Equipment
Arizona | Backflow Preventer | Back Flow Preventer | BACKFLOW | Watts | LF909QTRPZ | CC-1841
Phoenix Biomedical Campus
Cancer Center
4th Floor
Endo/Interventional Radiology
4205 Corridor
4239 Equipment
Arizona | Backflow Preventer | Back Flow Preventer | BACKFLOW | Watts | LF909QTRPZ | CC-1842
Phoenix Biomedical Campus
Cancer Center
4th Floor
Endo/Interventional Radiology
4205 Corridor
4239 Equipment
Arizona | Pressure Regulator | Back Flow Preventer | BACKFLOW | Rego | BR-17864 | CC-1843
Phoenix Biomedical Campus
Cancer Center
4th Floor
Endo/Interventional Radiology
4205 Corridor
4239 Equipment
Arizona | Backflow Preventer | Back Flow Preventer | BACKFLOW | Watts | LF909M101RP | CC-1844
Phoenix Biomedical Campus
Cancer Center
4th Floor
Endo/Interventional Radiology
4205 Corridor
4239 Equipment
Arizona | Backflow Preventer | Back Flow Preventer | BACKFLOW | Zern | 375A | CC-1846
Phoenix Biomedical Campus
Cancer Center
Exterior
Arizona | Backflow Preventer | Back Flow Preventer | BACKFLOW | Zern | 375A | CC-1847
Phoenix Biomedical Campus
Cancer Center
Exterior
Arizona | Backflow Preventer | Back Flow Preventer | BACKFLOW | Watts | LF909QTRPZ | CC-1677
Phoenix Biomedical Campus
Cancer Center
1st Floor
Grand Entry
1008 Coffee / Retail Storage
Arizona | Backflow Preventer | Back Flow Preventer | BACKFLOW | Watts | LF909QTRPZ | CC-1349
Phoenix Biomedical Campus
Cancer Center
3rd Floor
Building Support
3017 Janitor Closet
Arizona | Backflow Preventer RPZ-LF909 | Back Flow Preventer | BACKFLOW | Watts | QT 3/4 | CC-1440
Phoenix Biomedical Campus
Cancer Center
2nd Floor
Laboratory
2216 Clinical Laboratory
Arizona | Backflow Preventer RPZ-LF909 | Back Flow Preventer | BACKFLOW | Watts | QT 3/4 | CC-1498
Phoenix Biomedical Campus
Cancer Center
2nd Floor
Building Support
2017 EVS
Arizona | Backflow Preventer RPZ | Back Flow Preventer | BACKFLOW | Watts | 909M1QT | CC-1653
Phoenix Biomedical Campus
Cancer Center
1st Floor
Diagnostic Imaging
1314 Corridor
1334 PET/CT
Arizona | Backflow Preventer RPZ | Back Flow Preventer | BACKFLOW | Watts | 909M1QT | CC-1654
Phoenix Biomedical Campus
Cancer Center
1st Floor
Diagnostic Imaging
1314 Corridor
1334 PET/CT
Arizona | MRI Back Flow Preventer | Back Flow Preventer | BACKFLOW |  |  | CC-1896
Phoenix Biomedical Campus
Cancer Center
1st Floor
Diagnostic Imaging
1312 Corridor
1324 MRI Suite
Arizona | Backflow Preventer | Back Flow Preventer | BACKFLOW | AMES |  | CC-1883
Phoenix Biomedical Campus
Cancer Center
5th Floor
Building Support
5017 EVS
Arizona | MRI Back Flow Preventer | Back Flow Preventer | BACKFLOW |  |  | CC-1884
Phoenix Biomedical Campus
Cancer Center
1st Floor
Diagnostic Imaging
1312 Corridor
1324 MRI Suite
Arizona | Air Terminal AT-1-1327 | Air Terminal | AT |  |  | CC-1876
Phoenix Biomedical Campus
Cancer Center
1st Floor
Diagnostic Imaging
1312 Corridor
1326 Future MRI Control
Arizona | Air Terminal AT-1-1281 | Air Terminal | AT | Price | SDV5-001 | CC-1680
Phoenix Biomedical Campus
Cancer Center
1st Floor
Clinic
1209 Corridor
1281 Exam Room 4 Prev
Arizona | Air Terminal AT-1-1274 | Air Terminal | AT | Price | SDV5-001 | CC-1668
Phoenix Biomedical Campus
Cancer Center
1st Floor
Clinic
1207 Corridor
Arizona | Air Terminal AT-1-1239 | Air Terminal | AT | Price | SDV5-002 | CC-1695
Phoenix Biomedical Campus
Cancer Center
1st Floor
Radiation Oncology
1206 Corridor
1239 Mold Room
Arizona | Air Terminal AT-1-1246 | Air Terminal | AT | Price | N/A | CC-1696
Phoenix Biomedical Campus
Cancer Center
1st Floor
Radiation Oncology
1201 Corridor
1246 Dosimetry
Arizona | Air Terminal AT-1-1243 | Air Terminal | AT | Price | SDV5-001 | CC-1697
Phoenix Biomedical Campus
Cancer Center
1st Floor
Radiation Oncology
1201 Corridor
1243 Hot Lab
Arizona | Air Terminal AT-1-1241 | Air Terminal | AT | Price | SDV5-002 | CC-1698
Phoenix Biomedical Campus
Cancer Center
1st Floor
Radiation Oncology
1201 Corridor
1241 HDR Control
Arizona | Air Terminal AT-1-1233 | Air Terminal | AT | Price | SDV5-001 | CC-1699
Phoenix Biomedical Campus
Cancer Center
1st Floor
Radiation Oncology
1205 Corridor
1233 Residents
Arizona | Air Terminal AT-1-1253 | Air Terminal | AT | Price | N/A | CC-1693
Phoenix Biomedical Campus
Cancer Center
1st Floor
Radiation Oncology
1208 Corridor
1253 MD Admin Office
Arizona | Air Terminal AT-1-1041 | Air Terminal | AT | Price | SDV5-002 | CC-1740
Phoenix Biomedical Campus
Cancer Center
1st Floor
Materials Management
1041 Materials Storage
Arizona | Air Terminal AT-1-1003C | Air Terminal | AT | Price | N/A | CC-1855
Phoenix Biomedical Campus
Cancer Center
1st Floor
Materials Management
1003 Security
Arizona | Air Terminal AT-1-1003B | Air Terminal | AT | Price | N/A | CC-1856
Phoenix Biomedical Campus
Cancer Center
1st Floor
Materials Management
1003 Security
Arizona | Air Terminal AT-1-E1 | Air Terminal | AT | Price | SDE5 | CC-1815
Phoenix Biomedical Campus
Cancer Center
1st Floor
Materials Management
1024 Biomedical Workroom
Arizona | Air Terminal AT-1-E2 | Air Terminal | AT | Price | SDE5-001 | CC-1816
Phoenix Biomedical Campus
Cancer Center
1st Floor
Materials Management
1024 Biomedical Workroom
Arizona | Air Terminal AT-1-1015 | Air Terminal | AT | Price | SDV5-001 | CC-1818
Phoenix Biomedical Campus
Cancer Center
1st Floor
Building Support
1016 Corridor
Arizona | Air Terminal AT-1-1003A | Air Terminal | AT | Price | SDV5-001 | CC-1598
Phoenix Biomedical Campus
Cancer Center
1st Floor
Materials Management
1003 Security
Arizona | Air Terminal AT-2-2253 | Air Terminal | AT | Price | SDV5-001 | CC-1195
Phoenix Biomedical Campus
Cancer Center
2nd Floor
Infusion
2305 Corridor
2355 Treatment Room
Arizona | Air Terminal AT-2-2258 | Air Terminal | AT | Price | SDV5-001 | CC-1422
Phoenix Biomedical Campus
Cancer Center
2nd Floor
Pharmacy
2256 Pharmacy Investigation Office
Arizona | Air Terminal AT-1-1234 | Air Terminal | AT | Price | SDV5-001 | CC-1567
Phoenix Biomedical Campus
Cancer Center
1st Floor
Radiation Oncology
1206 Corridor
1234 Multidisciplinary Conference Room
Arizona | Air Terminal AT-1-1228 | Air Terminal | AT | Price | SDB5-001 | CC-1555
Phoenix Biomedical Campus
Cancer Center
1st Floor
Radiation Oncology
1203 Corridor
1228 Exam Room
Arizona | Air Terminal AT-1-1214 | Air Terminal | AT | Price | SDB5-001 | CC-1556
Phoenix Biomedical Campus
Cancer Center
1st Floor
Radiation Oncology
1200 Corridor
1214 Nurse Practitioner Office
Arizona | Air Terminal AT-2-2226 | Air Terminal | AT | Price | SDV5-005 | CC-1453
Phoenix Biomedical Campus
Cancer Center
2nd Floor
Support and Wellness
2201 Corridor
2226 Multipurpose Room
Arizona | Air Terminal AT-2-2228 | Air Terminal | AT | Price | SDV5-001 | CC-1454
Phoenix Biomedical Campus
Cancer Center
2nd Floor
Support and Wellness
2201 Corridor
2228 Office
Arizona | Air Terminal AT-1-1240 | Air Terminal | AT | Price | SV5-002 | CC-1570
Phoenix Biomedical Campus
Cancer Center
1st Floor
Radiation Oncology
1201 Corridor
1240 HDR Treatment
Arizona | Air Terminal AT-2-2230 | Air Terminal | AT | Price | SDV5-002 | CC-1456
Phoenix Biomedical Campus
Cancer Center
2nd Floor
Administration
2230 Open Office
Arizona | Air Terminal AT-1-1223 | Air Terminal | AT | Price | SDV5-001 | CC-1577
Phoenix Biomedical Campus
Cancer Center
1st Floor
Radiation Oncology
1205 Corridor
1223 Minor Procedure Room
Arizona | Air Terminal AT-1-1204 | Air Terminal | AT | Price | SDV5-001 | CC-1587
Phoenix Biomedical Campus
Cancer Center
1st Floor
Radiation Oncology
1200 Corridor
1204 Men's Dressing Room
Arizona | Air Terminal AT-1-1007 | Air Terminal | AT | Price | SDV5-002 | CC-1588
Phoenix Biomedical Campus
Cancer Center
1st Floor
Grand Entry
1007 Coffee / Retail
Arizona | Air Terminal AT-1-1210 | Air Terminal | AT | Price | SDV5-001 | CC-1581
Phoenix Biomedical Campus
Cancer Center
1st Floor
Radiation Oncology
1200 Corridor
1210 Women's Dressing Room
Arizona | Air Terminal AT-1-1001 | Air Terminal | AT | Price | SDV5-002 | CC-1633
Phoenix Biomedical Campus
Cancer Center
1st Floor
Grand Entry
1001 Vestibule / Entry
Arizona | Air Terminal AT-1-1307 | Air Terminal | AT | Price | SDV5-003 | CC-1637
Phoenix Biomedical Campus
Cancer Center
1st Floor
Diagnostic Imaging
1311 Corridor
Arizona | Air Terminal AT-1-1025 | Air Terminal | AT | Price | SDV5-002 | CC-1599
Phoenix Biomedical Campus
Cancer Center
1st Floor
Materials Management
1025 Central Supply
Arizona | Air Terminal AT-1-1218 | Air Terminal | AT | Price | SDV5-002 | CC-1592
Phoenix Biomedical Campus
Cancer Center
1st Floor
Radiation Oncology
1204 Corridor
1218 Control Room
Arizona | Air Terminal AT-1-1330 | Air Terminal | AT | Price | SDV5-001 | CC-1651
Phoenix Biomedical Campus
Cancer Center
1st Floor
Diagnostic Imaging
1314 Corridor
1330 Hot Lab
Arizona | Air Terminal AT-1-1336 | Air Terminal | AT | Price | SDV5-001 | CC-1656
Phoenix Biomedical Campus
Cancer Center
1st Floor
Diagnostic Imaging
1314 Corridor
Arizona | Air Terminal AT-1-1200 | Air Terminal | AT | Price | SDV4-002 | CC-1657
Phoenix Biomedical Campus
Cancer Center
1st Floor
Radiation Oncology
1200 Corridor
1200 Waiting Area
Arizona | Air Terminal AT-1-1912 | Air Terminal | AT | Price | SDV5-002 | CC-1641
Phoenix Biomedical Campus
Cancer Center
1st Floor
Diagnostic Imaging
1312 Corridor
Arizona | Air Terminal AT-1-1323 | Air Terminal | AT | Price | SDV5-001 | CC-1642
Phoenix Biomedical Campus
Cancer Center
1st Floor
Diagnostic Imaging
1312 Corridor
1329 MRI 1
Arizona | Air Terminal AT-2-2255 | Air Terminal | AT | Price | SDV5-001 | CC-1490
Phoenix Biomedical Campus
Cancer Center
2nd Floor
Pharmacy
2255 Office
Arizona | Air Terminal AT-2-2014 | Air Terminal | AT | Price | SDV5-001 | CC-1491
Phoenix Biomedical Campus
Cancer Center
2nd Floor
Building Support
2014 Electrical
Arizona | Air Terminal AT-2-2200SE | Air Terminal | AT | Price | SDV5-001 | CC-1492
Phoenix Biomedical Campus
Cancer Center
2nd Floor
Support and Wellness
2201 Corridor
2200 Boutique
Arizona | Air Terminal AT-2-2000 | Air Terminal | AT | Price | SDV5-002 | CC-1493
Phoenix Biomedical Campus
Cancer Center
2nd Floor
Registration
2000 Registration Waiting
Arizona | Air Terminal AT-2-2001 | Air Terminal | AT | Price | SDV5-001 | CC-1494
Phoenix Biomedical Campus
Cancer Center
2nd Floor
Registration
2001 Registration & Financial Counseling
Arizona | Air Terminal AT-2-2242 | Air Terminal | AT | Price | SDV5-001 | CC-1462
Phoenix Biomedical Campus
Cancer Center
2nd Floor
Administration
2242 Office
Arizona | Air Terminal AT-2-2241 | Air Terminal | AT | Price | SDV5-001 | CC-1463
Phoenix Biomedical Campus
Cancer Center
2nd Floor
Administration
2241 Office
Arizona | Air Terminal AT-2-2240 | Air Terminal | AT | Price | SDV5-001 | CC-1464
Phoenix Biomedical Campus
Cancer Center
2nd Floor
Administration
2240 Office
Arizona | Air Terminal AT-2-2239 | Air Terminal | AT | Price | SDV5-001 | CC-1465
Phoenix Biomedical Campus
Cancer Center
2nd Floor
Administration
2239 Office
Arizona | Air Terminal AT-2-2231 | Air Terminal | AT | Price | SDV5-001 | CC-1466
Phoenix Biomedical Campus
Cancer Center
2nd Floor
Administration
2231 Office
Arizona | Air Terminal AT-2-2232 | Air Terminal | AT | Price | SDV5-001 | CC-1467
Phoenix Biomedical Campus
Cancer Center
2nd Floor
Administration
2232 Psyhologist
Arizona | Air Terminal AT-2-2235 | Air Terminal | AT | Price | SDV5-001 | CC-1468
Phoenix Biomedical Campus
Cancer Center
2nd Floor
Administration
2235 Office
Arizona | Air Terminal AT-2-2238 | Air Terminal | AT | Price | SDV5-004 | CC-1469
Phoenix Biomedical Campus
Cancer Center
2nd Floor
Administration
2238 Board Room
Arizona | Air Terminal AT-2-2222 | Air Terminal | AT | Price | SDV5-001 | CC-1449
Phoenix Biomedical Campus
Cancer Center
2nd Floor
Support and Wellness
2201 Corridor
2222 Therapist Work Station
Arizona | Air Terminal AT-2-2220A | Air Terminal | AT | Price | SDV5001 | CC-1444
Phoenix Biomedical Campus
Cancer Center
2nd Floor
Support and Wellness
2201 Corridor
2220 Exercise Room
Arizona | Air Terminal AT-2-2200 | Air Terminal | AT | Price | SDV5-001 | CC-1445
Phoenix Biomedical Campus
Cancer Center
2nd Floor
Support and Wellness
2201 Corridor
2200 Boutique
Arizona | Air Terminal AT-2-2359 | Air Terminal | AT | Price | SDV5-001 | CC-1196
Phoenix Biomedical Campus
Cancer Center
2nd Floor
Infusion
2305 Corridor
2359 Office
Arizona | Air Terminal AT-2-2352 | Air Terminal | AT | Price | SDV5-001 | CC-1191
Phoenix Biomedical Campus
Cancer Center
2nd Floor
Infusion
2305 Corridor
2352 Employee Breakroom
Arizona | Air Terminal AT-2-2350 | Air Terminal | AT | Price | SDV5-001 | CC-1181
Phoenix Biomedical Campus
Cancer Center
2nd Floor
Infusion
2305 Corridor
2350 Treatment Room
Arizona | Air Terminal AT-2-2254 | Air Terminal | AT | Price | SDV5-002 | CC-1410
Phoenix Biomedical Campus
Cancer Center
2nd Floor
Pharmacy
2254 Pharmacy
Arizona | Air Terminal AT-2-2360 | Air Terminal | AT | Price | SDV5-001 | CC-1199
Phoenix Biomedical Campus
Cancer Center
2nd Floor
Infusion
2305 Corridor
2360 Office
Arizona | Air Terminal AT-2-2010 | Air Terminal | AT | Price | SDV5-002 | CC-1415
Phoenix Biomedical Campus
Cancer Center
2nd Floor
Building Support
2000 Corridor
2010 Public Elevator Lobby
Arizona | Air Terminal AT-2-2216 | Air Terminal | AT | Price | SDV5-004 | CC-1438
Phoenix Biomedical Campus
Cancer Center
2nd Floor
Laboratory
2216 Clinical Laboratory
Arizona | Air Terminal AT-2-2208 | Air Terminal | AT | Price | SDV5-002 | CC-1439
Phoenix Biomedical Campus
Cancer Center
2nd Floor
Support and Wellness
2204 Corridor
2208 Employee Breakroom
Arizona | Air Terminal AT-2-2261 | Air Terminal | AT | Price | SDV5-003 | CC-1417
Phoenix Biomedical Campus
Cancer Center
2nd Floor
Pharmacy
2261 Ante Room
Arizona | Air Terminal AT-2-2254A22 | Air Terminal | AT | Price | RDV5 | CC-1418
Phoenix Biomedical Campus
Cancer Center
2nd Floor
Pharmacy
2259 Ante Room Hazardous
Arizona | Air Terminal AT-2-2254A23 | Air Terminal | AT | Price | RDV5 | CC-1419
Phoenix Biomedical Campus
Cancer Center
2nd Floor
Pharmacy
2259 Ante Room Hazardous
Arizona | Air Terminal AT-2-2251 | Air Terminal | AT | Price | SDV5-001 | CC-1426
Phoenix Biomedical Campus
Cancer Center
2nd Floor
Pharmacy
2251 Pharmacy
Arizona | Air Terminal AT-4-4333 | Air Terminal | AT | Price | SDB5-001 | CC-1257
Phoenix Biomedical Campus
Cancer Center
4th Floor
Endo/Interventional Radiology
4314 Corridor
4333 Practice Manager
Arizona | Air Terminal AT-4-4339 | Air Terminal | AT | Price | SDB5-001 | CC-1244
Phoenix Biomedical Campus
Cancer Center
4th Floor
Endo/Interventional Radiology
4314 Corridor
4339 Workroom
Arizona | Air Terminal AT-4-4346 | Air Terminal | AT | Price | SDB5-001 | CC-1233
Phoenix Biomedical Campus
Cancer Center
4th Floor
Endo/Interventional Radiology
4313 Corridor
4346 Speech Therapy
Arizona | Air Terminal AT-4-4341 | Air Terminal | AT | Price | SDB5-001 | CC-1241
Phoenix Biomedical Campus
Cancer Center
4th Floor
Endo/Interventional Radiology
4314 Corridor
4341 Employee Break Room
Arizona | Air Terminal AT-4-4342 | Air Terminal | AT | Price | SDB5003 | CC-1237
Phoenix Biomedical Campus
Cancer Center
4th Floor
Endo/Interventional Radiology
4314 Corridor
4342 Conference Room
Arizona | Air Terminal AT-4-4351 | Air Terminal | AT | Price | SDB5-001 | CC-1230
Phoenix Biomedical Campus
Cancer Center
4th Floor
Endo/Interventional Radiology
4313 Corridor
4351 Exam Room
Arizona | Air Terminal AT-4-4350 | Air Terminal | AT | Price | SDB5-001 | CC-1228
Phoenix Biomedical Campus
Cancer Center
4th Floor
Endo/Interventional Radiology
4313 Corridor
4350 Physician Workroom
Arizona | Air Terminal AT-4-4354 | Air Terminal | AT | Price | SDB5-001 | CC-1226
Phoenix Biomedical Campus
Cancer Center
4th Floor
Endo/Interventional Radiology
4313 Corridor
4354 Office
Arizona | Air Terminal AT-4-4359 | Air Terminal | AT | Price | SDB5-001 | CC-1212
Phoenix Biomedical Campus
Cancer Center
4th Floor
Endo/Interventional Radiology
4313 Corridor
4359 Exam Room
Arizona | Air Terminal AT-4-4370 | Air Terminal | AT | Price | SDB5-001 | CC-1213
Phoenix Biomedical Campus
Cancer Center
4th Floor
Endo/Interventional Radiology
4311 Corridor
4370 Physician Workroom
Arizona | Air Terminal AT-4-4355 | Air Terminal | AT | Price | SDB5-001 | CC-1221
Phoenix Biomedical Campus
Cancer Center
4th Floor
Endo/Interventional Radiology
4313 Corridor
4355 Team Work Station Head/Neck/Thoracic
Arizona | Air Terminal AT-4-4362 | Air Terminal | AT | Price | SDB-5-001 | CC-1206
Phoenix Biomedical Campus
Cancer Center
4th Floor
Endo/Interventional Radiology
4310 Corridor
4362 Exam Room
Arizona | Air Terminal AT-4-4364 | Air Terminal | AT | Price | SDB-5-001 | CC-1204
Phoenix Biomedical Campus
Cancer Center
4th Floor
Endo/Interventional Radiology
4310 Corridor
4364 Exam Room
Arizona | Air Terminal AT-4-4365 | Air Terminal | AT | Price | VD5-001 | CC-1201
Phoenix Biomedical Campus
Cancer Center
4th Floor
Endo/Interventional Radiology
4310 Corridor
4365 Exam Room
Arizona | Air Terminal AT-4-4366 | Air Terminal | AT | Price | NA | CC-1202
Phoenix Biomedical Campus
Cancer Center
4th Floor
Endo/Interventional Radiology
4311 Corridor
4366 Exam Room
Arizona | Air Terminal AT-5-E | Air Terminal | AT | Price | SDE5000 | CC-1016
Phoenix Biomedical Campus
Cancer Center
5th Floor
Arizona | Air Terminal AT-5-5010 | Air Terminal | AT | Price | SV5-002 | CC-1012
Phoenix Biomedical Campus
Cancer Center
5th Floor
Building Support
5010 Public Elevator Lobby
Arizona | Air Terminal AT-5-5015 | Air Terminal | AT | Price | SDV5-001 | CC-1013
Phoenix Biomedical Campus
Cancer Center
5th Floor
Arizona | Air Terminal AT5-5500SE | Air Terminal | AT | Price | SDV5-001 | CC-1000
Phoenix Biomedical Campus
Cancer Center
5th Floor
Building Support
5014 Electrical
Arizona | Air Terminal AT-5-5014 | Air Terminal | AT | Price | SDV5-001 | CC-1001
Phoenix Biomedical Campus
Cancer Center
5th Floor
Building Support
5014 Electrical
Arizona | Air Terminal AT-5-5 | Air Terminal | AT | Price | SDV5-003 | CC-1010
Phoenix Biomedical Campus
Cancer Center
5th Floor
Arizona | Air Terminal AT-2-2302 | Air Terminal | AT | Price | SDV5-002 | CC-1186
Phoenix Biomedical Campus
Cancer Center
2nd Floor
Infusion
2306 Corridor
2302 Express Treatment
Arizona | Air Terminal AT-2-2301 | Air Terminal | AT | Price | SDV5-002 | CC-1187
Phoenix Biomedical Campus
Cancer Center
2nd Floor
Infusion
2311 Corridor
2301 Infusion Therapy
Arizona | Air Terminal AT-2-2015 | Air Terminal | AT | Price | SDV5-001 | CC-1188
Phoenix Biomedical Campus
Cancer Center
2nd Floor
Building Support
2015 Elevator Lobby
Arizona | Air Terminal AT-2-2361 | Air Terminal | AT | Price | SDV5-001 | CC-1179
Phoenix Biomedical Campus
Cancer Center
2nd Floor
Infusion
2305 Corridor
2361 Treatment Cubicle
Arizona | Air Terminal AT-2-2368 | Air Terminal | AT | Price | SDV5-002 | CC-1175
Phoenix Biomedical Campus
Cancer Center
2nd Floor
Infusion
2307 Corridor
2368 Treatment Room
Arizona | Air Terminal AT-2-2376 | Air Terminal | AT | Price | SDV5-002 | CC-1171
Phoenix Biomedical Campus
Cancer Center
2nd Floor
Infusion
2307 Corridor
2376 Treatment Room
Arizona | Air Terminal AT-2-2383 | Air Terminal | AT | Price | SDV5-002 | CC-1167
Phoenix Biomedical Campus
Cancer Center
2nd Floor
Infusion
2307 Corridor
2383 Treatment Room
Arizona | Air Terminal AT-2-2390 | Air Terminal | AT | Price | SDV5-002 | CC-1163
Phoenix Biomedical Campus
Cancer Center
2nd Floor
Infusion
2307 Corridor
2390 Treatment Room
Arizona | Air Terminal AT-2-2327 | Air Terminal | AT | Price | SDV5-001 | CC-1159
Phoenix Biomedical Campus
Cancer Center
2nd Floor
Infusion
2308 Corridor
2327 Nurse Station
Arizona | Air Terminal AT-2-2341 | Air Terminal | AT | Price | SDV5-001 | CC-1144
Phoenix Biomedical Campus
Cancer Center
2nd Floor
Infusion
2307 Corridor
Arizona | Air Terminal AT-2-2143 | Air Terminal | AT | Price | SDV5-001 | CC-1141
Phoenix Biomedical Campus
Cancer Center
2nd Floor
Infusion
2308 Corridor
Arizona | Air Terminal AT-2-E | Air Terminal | AT | Price | SDE5000 | CC-1156
Phoenix Biomedical Campus
Cancer Center
2nd Floor
Building Support
2018 Telecom
Arizona | Air Terminal AT-3-3227 | Air Terminal | AT | Price | SDV5-001 | CC-1631
Phoenix Biomedical Campus
Cancer Center
3rd Floor
Dermatology
3201 Corridor
3227 Office
Arizona | Air Terminal AT-3-3306 | Air Terminal | AT | Price | SDV5-001 | CC-1857
Phoenix Biomedical Campus
Cancer Center
3rd Floor
Breast/GYN
3317 Corridor
3306 Office
Arizona | Air Terminal AT-3-3233 | Air Terminal | AT | Price | SDV5-001 | CC-1626
Phoenix Biomedical Campus
Cancer Center
3rd Floor
Dermatology
3200 Corridor
3233 Procedure Room
Arizona | Air Terminal AT-3-3206 | Air Terminal | AT | Price | SDV5-001 | CC-1627
Phoenix Biomedical Campus
Cancer Center
3rd Floor
Dermatology
3202 Corridor
Arizona | Air Terminal AT-3-3237 | Air Terminal | AT | Price | SDV5-001 | CC-1620
Phoenix Biomedical Campus
Cancer Center
3rd Floor
Dermatology
3200 Corridor
3237 Procedure Room
Arizona | Air Terminal AT-3-3213 | Air Terminal | AT | Price | SDV5-001 | CC-1399
Phoenix Biomedical Campus
Cancer Center
3rd Floor
Dermatology
3203 Corridor
Arizona | Air Terminal AT-3-3200 | Air Terminal | AT | Price | SDV5-002 | CC-1618
Phoenix Biomedical Campus
Cancer Center
3rd Floor
Dermatology
3203 Corridor
3200 Skin and Melenoma Program
Arizona | Air Terminal AT-3-3207 | Air Terminal | AT | Price | SDV5-001 | CC-1611
Phoenix Biomedical Campus
Cancer Center
3rd Floor
Dermatology
3203 Corridor
Arizona | Air Terminal AT-3-3204 | Air Terminal | AT | Price | SDV5-001 | CC-1612
Phoenix Biomedical Campus
Cancer Center
3rd Floor
Dermatology
3203 Corridor
Arizona | Air Terminal AT-3-3202 | Air Terminal | AT | Price | SDV5-001 | CC-1613
Phoenix Biomedical Campus
Cancer Center
3rd Floor
Dermatology
3203 Corridor
Arizona | Air Terminal AT-3-3211 | Air Terminal | AT | Price | SDV5-001 | CC-1606
Phoenix Biomedical Campus
Cancer Center
3rd Floor
Dermatology
3203 Corridor
Arizona | Air Terminal AT-3-3015 | Air Terminal | AT | Price | SDV5-001 | CC-1337
Phoenix Biomedical Campus
Cancer Center
3rd Floor
Diagnostic Imaging
3407 Corridor
Arizona | Air Terminal AT-3-3419 | Air Terminal | AT | Price | SDV5-001 | CC-1323
Phoenix Biomedical Campus
Cancer Center
3rd Floor
Diagnostic Imaging
3408 Corridor
Arizona | Air Terminal AT-3-3425 | Air Terminal | AT | Price | SDV5-001 | CC-1333
Phoenix Biomedical Campus
Cancer Center
3rd Floor
Diagnostic Imaging
3408 Corridor
3425 Office
Arizona | Air Terminal AT-3-3402 | Air Terminal | AT | Price | SDV5-002 | CC-1334
Phoenix Biomedical Campus
Cancer Center
3rd Floor
Diagnostic Imaging
3408 Corridor
Arizona | Air Terminal AT-3-3426 | Air Terminal | AT | Price | SDV5-002 | CC-1335
Phoenix Biomedical Campus
Cancer Center
3rd Floor
Diagnostic Imaging
3408 Corridor
Arizona | Air Terminal AT-3-3409 | Air Terminal | AT | Price | SDV5-001 | CC-1329
Phoenix Biomedical Campus
Cancer Center
3rd Floor
Diagnostic Imaging
3409 Corridor
Arizona | Air Terminal AT-3-3418 | Air Terminal | AT | Price | SDV5-001 | CC-1320
Phoenix Biomedical Campus
Cancer Center
3rd Floor
Diagnostic Imaging
3410 Corridor
Arizona | Air Terminal AT-3-3412 | Air Terminal | AT | Price | SDV5-001 | CC-1321
Phoenix Biomedical Campus
Cancer Center
3rd Floor
Diagnostic Imaging
3408 Corridor
Arizona | Air Terminal AT-3-3417 | Air Terminal | AT | Price | SDV5-001 | CC-1317
Phoenix Biomedical Campus
Cancer Center
3rd Floor
Diagnostic Imaging
3410 Corridor
Arizona | Air Terminal AT-3-3415 | Air Terminal | AT | Price | SDV5-001 | CC-1313
Phoenix Biomedical Campus
Cancer Center
3rd Floor
Diagnostic Imaging
3410 Corridor
Arizona | Air Terminal AT-3-3322 | Air Terminal | AT | Price | SDV5-001 | CC-1309
Phoenix Biomedical Campus
Cancer Center
3rd Floor
Breast/GYN
3311 Corridor
Arizona | Air Terminal AT-3-3435 | Air Terminal | AT | Price | SDV5-001 | CC-1368
Phoenix Biomedical Campus
Cancer Center
3rd Floor
Diagnostic Imaging
3406 Corridor
Arizona | Air Terminal AT-3-3428 | Air Terminal | AT | Price | SDV5-002 | CC-1356
Phoenix Biomedical Campus
Cancer Center
3rd Floor
Diagnostic Imaging
3408 Corridor
Arizona | Air Terminal AT-3-3010 | Air Terminal | AT | Price | SDV5-002 | CC-1357
Phoenix Biomedical Campus
Cancer Center
3rd Floor
Diagnostic Imaging
3406 Corridor
3400 Waiting Area
Arizona | Air Terminal AT-3-3401 | Air Terminal | AT | Price | SDV5-002 | CC-1358
Phoenix Biomedical Campus
Cancer Center
3rd Floor
Diagnostic Imaging
3406 Corridor
3401 Women's Imaging, Ultrasound & Radiology
Arizona | Air Terminal AT-3-3215 | Air Terminal | AT | Price | SDV5-001 | CC-1393
Phoenix Biomedical Campus
Cancer Center
3rd Floor
Dermatology
3204 Corridor
Arizona | Air Terminal AT-3-3220 | Air Terminal | AT | Price | SDV5-001 | CC-1383
Phoenix Biomedical Campus
Cancer Center
3rd Floor
Dermatology
3205 Corridor
Arizona | Air Terminal AT-3-3221 | Air Terminal | AT | Price | SDV5-001 | CC-1384
Phoenix Biomedical Campus
Cancer Center
3rd Floor
Dermatology
3205 Corridor
Arizona | Air Terminal AT-3-3228 | Air Terminal | AT | Price | SDV5-001 | CC-1396
Phoenix Biomedical Campus
Cancer Center
3rd Floor
Dermatology
3201 Corridor
Arizona | Air Terminal AT-3-3236 | Air Terminal | AT | Price | SDV5-001 | CC-1360
Phoenix Biomedical Campus
Cancer Center
3rd Floor
Diagnostic Imaging
3406 Corridor
Arizona | Air Terminal AT-4-4300 | Air Terminal | AT | Price | SDB5-002 | CC-1509
Phoenix Biomedical Campus
Cancer Center
4th Floor
Endo/Interventional Radiology
4309 Corridor
4300 Waiting Area
Arizona | Air Terminal AT-4-4015 | Air Terminal | AT | Price | SDB5-001 | CC-1510
Phoenix Biomedical Campus
Cancer Center
4th Floor
Building Support
4007 Corridor
4015 Elevator Lobby
Arizona | Air Terminal AT-4-4253 | Air Terminal | AT | Price | SDB5-004 | CC-1523
Phoenix Biomedical Campus
Cancer Center
4th Floor
Endo/Interventional Radiology
4205 Corridor
4253 Employee Break Room
Arizona | Air Terminal AT-4-4316 | Air Terminal | AT | Price | SDB5-002 | CC-1524
Phoenix Biomedical Campus
Cancer Center
4th Floor
Endo/Interventional Radiology
4314 Corridor
4316 Minor Procedure Room
Arizona | Air Terminal AT-4-4250 | Air Terminal | AT | Price | SDB5-002 | CC-1525
Phoenix Biomedical Campus
Cancer Center
4th Floor
Endo/Interventional Radiology
4205 Corridor
4250 Ultrasound
Arizona | Air Terminal AT-4-4249 | Air Terminal | AT | Price | SDB5-001 | CC-1526
Phoenix Biomedical Campus
Cancer Center
4th Floor
Endo/Interventional Radiology
4205 Corridor
4249 Office
Arizona | Air Terminal AT-4-4200E1 | Air Terminal | AT | Price | SDB5-001 | CC-1527
Phoenix Biomedical Campus
Cancer Center
4th Floor
Endo/Interventional Radiology
4200 Corridor
4200 Waiting
Arizona | Air Terminal AT-4-4248 | Air Terminal | AT | Price | SDB5-002 | CC-1528
Phoenix Biomedical Campus
Cancer Center
4th Floor
Endo/Interventional Radiology
4205 Corridor
4248 CT
Arizona | Air Terminal AT-4-4244 | Air Terminal | AT | Price | SDB5-002 | CC-1529
Phoenix Biomedical Campus
Cancer Center
4th Floor
Endo/Interventional Radiology
4205 Corridor
4244 Control Room
Arizona | Air Terminal AT-4-4245 | Air Terminal | AT | Price | SDB5-001 | CC-1530
Phoenix Biomedical Campus
Cancer Center
4th Floor
Endo/Interventional Radiology
4205 Corridor
4245 Tissue Processing
Arizona | Air Terminal AT-4-4202 | Air Terminal | AT | Price | SDB5-002 | CC-1531
Phoenix Biomedical Campus
Cancer Center
4th Floor
Endo/Interventional Radiology
4205 Corridor
4205 Sterile Supply
Arizona | Air Terminal AT-4-4242 | Air Terminal | AT | Price | SDB5-006 | CC-1532
Phoenix Biomedical Campus
Cancer Center
4th Floor
Endo/Interventional Radiology
4205 Corridor
4242 Single-Plane Angio
Arizona | Air Terminal AT-4-4213 | Air Terminal | AT | Price | SDB5-002 | CC-1533
Phoenix Biomedical Campus
Cancer Center
4th Floor
Endo/Interventional Radiology
4201 Corridor
4213 Recovery/Admit Bay 4
Arizona | Air Terminal AT-4-4228 | Air Terminal | AT | Price | SDB5-001 | CC-1534
Phoenix Biomedical Campus
Cancer Center
4th Floor
Endo/Interventional Radiology
4202 Corridor
4228 Nurses Station
Arizona | Air Terminal AT-4-4215 | Air Terminal | AT | Price | SDB5-001 | CC-1535
Phoenix Biomedical Campus
Cancer Center
4th Floor
Endo/Interventional Radiology
4201 Corridor
4215 Recovery/Admit Bay 6
Arizona | Air Terminal AT-4-4900 | Air Terminal | AT | Price | SDB5-005 | CC-1536
Phoenix Biomedical Campus
Cancer Center
4th Floor
Endo/Interventional Radiology
4201 Corridor
4211 Recovery/Admit Bay 2
Arizona | Air Terminal AT-4-4222 | Air Terminal | AT | Price | SDB5-002 | CC-1537
Phoenix Biomedical Campus
Cancer Center
4th Floor
Endo/Interventional Radiology
4202 Corridor
4222 Recovery/Admit Bay 9
Arizona | Air Terminal AT-4-4224 | Air Terminal | AT | Price | SDB5-002 | CC-1539
Phoenix Biomedical Campus
Cancer Center
4th Floor
Endo/Interventional Radiology
4202 Corridor
4224 Recovery/Admit Bay 11
Arizona | Air Terminal AT-4-4238 | Air Terminal | AT | Price | SDB5-003 | CC-1540
Phoenix Biomedical Campus
Cancer Center
4th Floor
Endo/Interventional Radiology
4205 Corridor
4238 Physician Workroom
Arizona | Air Terminal AT-4-4221 | Air Terminal | AT | Price | SDB5-005 | CC-1541
Phoenix Biomedical Campus
Cancer Center
4th Floor
Endo/Interventional Radiology
4203 Corridor
Arizona | Air Terminal AT-4-4232S | Air Terminal | AT | Price | N/A | CC-1542
Phoenix Biomedical Campus
Cancer Center
4th Floor
Endo/Interventional Radiology
4203 Corridor
4232 Endoscopy Procedure Room 3
Arizona | Air Terminal AT-4-4232R | Air Terminal | AT | Price | N/A | CC-1543
Phoenix Biomedical Campus
Cancer Center
4th Floor
Endo/Interventional Radiology
4203 Corridor
4232 Endoscopy Procedure Room 3
Arizona | Air Terminal AT-4-4231S | Air Terminal | AT | Price | N/A | CC-1544
Phoenix Biomedical Campus
Cancer Center
4th Floor
Endo/Interventional Radiology
4203 Corridor
4231 Endoscopy Procedure Room 2
Arizona | Air Terminal AT-4-4231R | Air Terminal | AT | Price | N/A | CC-1545
Phoenix Biomedical Campus
Cancer Center
4th Floor
Endo/Interventional Radiology
4203 Corridor
4231 Endoscopy Procedure Room 2
Arizona | Air Terminal AT-4-4230S | Air Terminal | AT | Price | N/A | CC-1546
Phoenix Biomedical Campus
Cancer Center
4th Floor
Endo/Interventional Radiology
4203 Corridor
4230 Endoscopy Procedure Room 1
Arizona | Air Terminal AT-4-4230R | Air Terminal | AT | Price |  | CC-1547
Phoenix Biomedical Campus
Cancer Center
4th Floor
Endo/Interventional Radiology
4203 Corridor
4230 Endoscopy Procedure Room 1
Arizona | Air Terminal AT-4-4211 | Air Terminal | AT | Price | SDB5-002 | CC-1548
Phoenix Biomedical Campus
Cancer Center
4th Floor
Endo/Interventional Radiology
4201 Corridor
4211 Recovery/Admit Bay 2
Arizona | Air Terminal AT-4-4201 | Air Terminal | AT | Price | SDB5-003 | CC-1550
Phoenix Biomedical Campus
Cancer Center
4th Floor
Endo/Interventional Radiology
4200 Corridor
4201 Reception
Arizona | Air Terminal AT-4-4000 | Air Terminal | AT | Price | SDB5-006 | CC-1551
Phoenix Biomedical Campus
Cancer Center
4th Floor
Building Support
4000 Lobby and Waiting Area
Arizona | Air Terminal AT-4-4328 | Air Terminal | AT | Price | SDB5-001 | CC-1290
Phoenix Biomedical Campus
Cancer Center
4th Floor
Endo/Interventional Radiology
4314 Corridor
4328 Exam Room
Arizona | Air Terminal AT-4-4377 | Air Terminal | AT | Price | SDB5-001 | CC-1291
Phoenix Biomedical Campus
Cancer Center
4th Floor
Endo/Interventional Radiology
4311 Corridor
4377 Scheduling
Arizona | Air Terminal AT-4-4308 | Air Terminal | AT | Price | SDB5-001 | CC-1287
Phoenix Biomedical Campus
Cancer Center
4th Floor
Endo/Interventional Radiology
4312 Corridor
4308 Exam Room
Arizona | Air Terminal AT-4-4310 | Air Terminal | AT | Price | SDB5-001 | CC-1278
Phoenix Biomedical Campus
Cancer Center
4th Floor
Endo/Interventional Radiology
4312 Corridor
4310 Office
Arizona | Air Terminal AT-4-4319 | Air Terminal | AT | Price | SDB5-001 | CC-1279
Phoenix Biomedical Campus
Cancer Center
4th Floor
Endo/Interventional Radiology
4314 Corridor
4319 Exam Room
Arizona | Air Terminal AT-4-4324 | Air Terminal | AT | Price | SDB5-001 | CC-1280
Phoenix Biomedical Campus
Cancer Center
4th Floor
Endo/Interventional Radiology
4314 Corridor
4324 Office
Arizona | Air Terminal AT-4-4322 | Air Terminal | AT | Price | SDB5-001 | CC-1281
Phoenix Biomedical Campus
Cancer Center
4th Floor
Endo/Interventional Radiology
4314 Corridor
4322 Office
Arizona | Air Terminal AT-4-4334 | Air Terminal | AT | Price | SDB5-001 | CC-1249
Phoenix Biomedical Campus
Cancer Center
4th Floor
Endo/Interventional Radiology
4314 Corridor
4334 Office
Arizona | Air Terminal AT-4-4313 | Air Terminal | AT | Price | SDB5-001 | CC-1273
Phoenix Biomedical Campus
Cancer Center
4th Floor
Endo/Interventional Radiology
4312 Corridor
4313 Team Work Station GI/GU
Arizona | Air Terminal AT-4-4315 | Air Terminal | AT | Price | SDB5-001 | CC-1274
Phoenix Biomedical Campus
Cancer Center
4th Floor
Endo/Interventional Radiology
4312 Corridor
4315 Physician Workroom
Arizona | Air Terminal AT-3-3318 | Air Terminal | AT | Price | SDV5-001 | CC-1300
Phoenix Biomedical Campus
Cancer Center
3rd Floor
Breast/GYN
3311 Corridor
Arizona | Air Terminal AT-3-3342 | Air Terminal | AT | Price | SDV5-002 | CC-1074
Phoenix Biomedical Campus
Cancer Center
3rd Floor
Breast/GYN
3312 Corridor
Arizona | Air Terminal AT-3-3333 | Air Terminal | AT | Price | SDV5-001 | CC-1072
Phoenix Biomedical Campus
Cancer Center
3rd Floor
Breast/GYN
3312 Corridor
Arizona | Air Terminal AT-3-3416 | Air Terminal | AT | Price | SDV5-001 | CC-1098
Phoenix Biomedical Campus
Cancer Center
3rd Floor
Breast/GYN
3311 Corridor
Arizona | Air Terminal AT-3-3110 | Air Terminal | AT | Price | SDV5-002 | CC-1084
Phoenix Biomedical Campus
Cancer Center
3rd Floor
Breast/GYN
3312 Corridor
Arizona | Air Terminal AT-3-3300 | Air Terminal | AT | Price | SDV5-003 | CC-1085
Phoenix Biomedical Campus
Cancer Center
3rd Floor
Breast/GYN
3317 Corridor
3300 Supportive Care
Arizona | Air Terminal AT-3-3336 | Air Terminal | AT | Price | SDV5-002 | CC-1068
Phoenix Biomedical Campus
Cancer Center
3rd Floor
Breast/GYN
3312 Corridor
Arizona | Air Terminal AT-3-3328 | Air Terminal | AT | Price | SDV5-001 | CC-1059
Phoenix Biomedical Campus
Cancer Center
3rd Floor
Breast/GYN
3311 Corridor
Arizona | Air Terminal AT-3-3330 | Air Terminal | AT | Price | SDV5-001 | CC-1064
Phoenix Biomedical Campus
Cancer Center
3rd Floor
Breast/GYN
3311 Corridor
Arizona | Air Terminal AT-3-3331 | Air Terminal | AT | Price | SDV5-001 | CC-1065
Phoenix Biomedical Campus
Cancer Center
3rd Floor
Breast/GYN
3311 Corridor
Arizona | Air Terminal AT-4-4369 | Air Terminal | AT | Price | SDB5-001 | CC-1504
Phoenix Biomedical Campus
Cancer Center
4th Floor
Endo/Interventional Radiology
4311 Corridor
4369 Clinical Workroom
Arizona | Air Terminal AT-4-4367 | Air Terminal | AT | Price | SDB5-001 | CC-1505
Phoenix Biomedical Campus
Cancer Center
4th Floor
Endo/Interventional Radiology
4311 Corridor
4367 Minor Procedure Room
Arizona | Air Terminal AT-4-4375 | Air Terminal | AT | Price | SDB5-001 | CC-1297
Phoenix Biomedical Campus
Cancer Center
4th Floor
Endo/Interventional Radiology
4311 Corridor
4375 Financial Counselor
Arizona | Air Terminal AT-4-4349 | Air Terminal | AT | Price | SDB5-001 | CC-1298
Phoenix Biomedical Campus
Cancer Center
4th Floor
Endo/Interventional Radiology
4313 Corridor
4349 Exam Room
Arizona | Air Terminal AT-4-4018 | Air Terminal | AT | Price | SDE5000 | CC-1299
Phoenix Biomedical Campus
Cancer Center
4th Floor
Building Support
4018 Telecom
Arizona | Air Terminal AT-3-3107 | Air Terminal | AT | Price | SDV5-001 | CC-1039
Phoenix Biomedical Campus
Cancer Center
3rd Floor
Clinic
3114 Corridor
Arizona | Air Terminal AT-4-4380 | Air Terminal | AT | Price | SDB5-001 | CC-1294
Phoenix Biomedical Campus
Cancer Center
4th Floor
Endo/Interventional Radiology
4311 Corridor
4380 Clean Holding
Arizona | Air Terminal AT-3-3104 | Air Terminal | AT | Price | SDV5-001 | CC-1036
Phoenix Biomedical Campus
Cancer Center
3rd Floor
Clinic
3113 Corridor
Arizona | Air Terminal AT-3-3100 | Air Terminal | AT | Price | SDV5-001 | CC-1049
Phoenix Biomedical Campus
Cancer Center
3rd Floor
Clinic
3115 Corridor
Arizona | Air Terminal AT-3-3101 | Air Terminal | AT | Price | SDV5-001 | CC-1043
Phoenix Biomedical Campus
Cancer Center
3rd Floor
Clinic
3115 Corridor
Arizona | Air Terminal AT-3-3357 | Air Terminal | AT | Price | SDV5-001 | CC-1057
Phoenix Biomedical Campus
Cancer Center
3rd Floor
Breast/GYN
3316 Corridor
Arizona | Air Terminal AT-3-3352 | Air Terminal | AT | Price | SDV5-001 | CC-1052
Phoenix Biomedical Campus
Cancer Center
3rd Floor
Breast/GYN
3316 Corridor
Arizona | Air Separator AS-1 | Air Separator | AIRSEPARATOR |  | N/A | CC-1738
Phoenix Biomedical Campus
Cancer Center
1st Floor
Building Support
1019 Corridor
1031 Mechanical
Arizona | Air Separator AS-2 | Air Separator | AIRSEPARATOR |  | N/A | CC-1877
Phoenix Biomedical Campus
Cancer Center
6th Floor
Building Support
6003 Boiler Room
Arizona | Air Handling Unit AHU-2 | Air Handler Unit | AIRHANDLER | Energy Labs Inc | C138262-FCH-L | CC-1031
Phoenix Biomedical Campus
Cancer Center
6th Floor
Roof
Arizona | Air Handling Unit AHU-4 | Air Handler Unit | AIRHANDLER | Energy Labs Inc | C94138-FCH-L | CC-1791
Phoenix Biomedical Campus
Cancer Center
6th Floor
Building Support
6004 Mechanical Room East
Arizona | Air Handling Unit AHU-1 | Air Handler Unit | AIRHANDLER | Energy Labs Inc | C138262-FCH-L | CC-1027
Phoenix Biomedical Campus
Cancer Center
6th Floor
Roof
Arizona | Supply Air Hepa Filter | Air Filter | AIRFILTER |  | Flanders 0-007-2-19-06-SU-52-00-19P43P | CC-1871
Phoenix Biomedical Campus
Cancer Center
2nd Floor
Pharmacy
2262 Clean Rooms
Arizona | Supply Air Hepa Filter | Air Filter | AIRFILTER |  | Flanders 0-007-2-19-06-SU-52-00-19P43P | CC-1872
Phoenix Biomedical Campus
Cancer Center
2nd Floor
Pharmacy
2262 Clean Rooms
Arizona | Supply Air Hepa Filter | Air Filter | AIRFILTER |  | Flanders 0-007-2-19-06-SU-52-00-19P43P | CC-1902
Phoenix Biomedical Campus
Cancer Center
2nd Floor
Pharmacy
2261 Ante Room
Arizona | Supply Air Hepa Filter | Air Filter | AIRFILTER |  | Flanders 0-007-2-19-06-SU-52-00-19P43P | CC-1901
Phoenix Biomedical Campus
Cancer Center
2nd Floor
Pharmacy
2261 Ante Room
Arizona | Supply Air Hepa Filter | Air Filter | AIRFILTER |  | Flanders 0-007-2-19-06-SU-52-00-19P43P | CC-1903
Phoenix Biomedical Campus
Cancer Center
2nd Floor
Pharmacy
2259 Ante Room Hazardous
Arizona | Supply Air Hepa Filter | Air Filter | AIRFILTER |  | Flanders 0-007-2-19-06-SU-52-00-19P43P | CC-1904
Phoenix Biomedical Campus
Cancer Center
2nd Floor
Pharmacy
2259 Ante Room Hazardous
Arizona | Supply Air Hepa Filter | Air Filter | AIRFILTER |  | Flanders 0-007-2-19-06-SU-52-00-19P43P | CC-1905
Phoenix Biomedical Campus
Cancer Center
2nd Floor
Pharmacy
2260 Clean Room Hazardous
Arizona | Supply Air Hepa Filter | Air Filter | AIRFILTER |  | Flanders 0-007-2-19-06-SU-52-00-19P43P | CC-1906
Phoenix Biomedical Campus
Cancer Center
2nd Floor
Pharmacy
2260 Clean Room Hazardous
Arizona | Supply Air Hepa Filter | Air Filter | AIRFILTER |  | Flanders 0-007-2-19-06-SU-52-00-19P43P | CC-1907
Phoenix Biomedical Campus
Cancer Center
2nd Floor
Pharmacy
2260 Clean Room Hazardous
Arizona | Supply Air Hepa Filter | Air Filter | AIRFILTER |  | Flanders 0-007-2-19-06-SU-52-00-19P43P | CC-1908
Phoenix Biomedical Campus
Cancer Center
2nd Floor
Pharmacy
2260 Clean Room Hazardous
Arizona | Medical Air Unit MA-1 | Air Compressor | AIRCOMPRESSOR | Beacon | 4107005543 | CC-1119
Phoenix Biomedical Campus
Cancer Center
6th Floor
Building Support
6004 Mechanical Room East
Arizona | Medical Air Unit MA-2 | Air Compressor | AIRCOMPRESSOR | Beacon | NA | CC-1122
Phoenix Biomedical Campus
Cancer Center
6th Floor
Building Support
6004 Mechanical Room East
Arizona | Medical Air Unit MA-3 | Air Compressor | AIRCOMPRESSOR | Beacon | NA | CC-1123
Phoenix Biomedical Campus
Cancer Center
6th Floor
Building Support
6004 Mechanical Room East
Arizona | Air Compressor | Air Compressor | AIRCOMPRESSOR | Potter | NGP250-1A | CC-1708
Phoenix Biomedical Campus
Cancer Center
1st Floor
Building Support
1019 Corridor
1033 Fire Pump Room
Cancer Center - 882 Total:
HSEB
Arizona | Hot Water Heater, DWH-1 (Gas) | Water Heater | WATERHEATER | PUI | 19955ARN | 40657
Phoenix Biomedical Campus
HSEB Building
7th Floor
West Side
Arizona | Hot Water Heater, DWH-2 (Gas) | Water Heater | WATERHEATER | PUI | 19955APN | 40658
Phoenix Biomedical Campus
HSEB Building
7th Floor
West Side
Arizona | AT-317 | Variable Volume Box | VAV |  | sdv5000 | 41254
Phoenix Biomedical Campus
HSEB Building
3rd Floor
South Side
C306
Arizona | AT-316 | Variable Volume Box | VAV |  | sdv5000 | 41255
Phoenix Biomedical Campus
HSEB Building
3rd Floor
South Side
C316
Arizona | AT-315 | Variable Volume Box | VAV |  | sdv5000 | 41256
Phoenix Biomedical Campus
HSEB Building
3rd Floor
South Side
C315
Arizona | AT-311 | Variable Volume Box | VAV |  | sdv5000 | 41257
Phoenix Biomedical Campus
HSEB Building
3rd Floor
South Side
C311
Arizona | AT-310 | Variable Volume Box | VAV |  | sdv5000 | 41258
Phoenix Biomedical Campus
HSEB Building
3rd Floor
South Side
C310
Arizona | AT-309 | Variable Volume Box | VAV |  | sdv5000 | 41259
Phoenix Biomedical Campus
HSEB Building
3rd Floor
South Side
C309
Arizona | AT-308 | Variable Volume Box | VAV |  | sdv5000 | 41260
Phoenix Biomedical Campus
HSEB Building
3rd Floor
South Side
C308
Arizona | AT-322 | Variable Volume Box | VAV |  | sdv5000 | 41261
Phoenix Biomedical Campus
HSEB Building
3rd Floor
South Side
C322
Arizona | AT-324 | Variable Volume Box | VAV |  | sdv5000 | 41262
Phoenix Biomedical Campus
HSEB Building
3rd Floor
South Side
C324
Arizona | AT-325 | Variable Volume Box | VAV |  | sdv5000 | 41263
Phoenix Biomedical Campus
HSEB Building
3rd Floor
South Side
C325
Arizona | AT-390A | Variable Volume Box | VAV |  | sdv5000 | 41264
Phoenix Biomedical Campus
HSEB Building
3rd Floor
South Side
C326
Arizona | AT-302B | Variable Volume Box | VAV |  | sdv5000 | 41265
Phoenix Biomedical Campus
HSEB Building
3rd Floor
South Side
C302
Arizona | AT-302A | Variable Volume Box | VAV |  | sdv5000 | 41266
Phoenix Biomedical Campus
HSEB Building
3rd Floor
South Side
C302
Arizona | AT-301 | Variable Volume Box | VAV |  | sdv5000 | 41267
Phoenix Biomedical Campus
HSEB Building
3rd Floor
South Side
C301
Arizona | AT-306 | Variable Volume Box | VAV |  | sdv5000 | 41268
Phoenix Biomedical Campus
HSEB Building
3rd Floor
South Side
C304
Arizona | AT-419 | Variable Volume Box | VAV |  | sdv5000 | 41269
Phoenix Biomedical Campus
HSEB Building
4th Floor
South Side
CC405
Arizona | AT-418 | Variable Volume Box | VAV |  | sdv5000 | 41270
Phoenix Biomedical Campus
HSEB Building
4th Floor
South Side
CC405
Arizona | AT-416 | Variable Volume Box | VAV |  | sdv5000 | 41271
Phoenix Biomedical Campus
HSEB Building
4th Floor
South Side
C416
Arizona | AT-413 | Variable Volume Box | VAV |  | sdv5000 | 41272
Phoenix Biomedical Campus
HSEB Building
4th Floor
South Side
C413
Arizona | AT-403A | Variable Volume Box | VAV |  | sdv5000 | 41273
Phoenix Biomedical Campus
HSEB Building
4th Floor
South Side
C403
Arizona | AT-406 | Variable Volume Box | VAV |  | sdv5000 | 41274
Phoenix Biomedical Campus
HSEB Building
4th Floor
South Side
C406
Arizona | AT-403 | Variable Volume Box | VAV |  | sdv5000 | 41275
Phoenix Biomedical Campus
HSEB Building
4th Floor
South Side
CC403
Arizona | AT-405 | Variable Volume Box | VAV |  | sdv5000 | 41276
Phoenix Biomedical Campus
HSEB Building
4th Floor
South Side
C405
Arizona | AT-403B | Variable Volume Box | VAV |  | sdv5000 | 41277
Phoenix Biomedical Campus
HSEB Building
4th Floor
South Side
C403
Arizona | AT-403C | Variable Volume Box | VAV |  | sdv5000 | 41278
Phoenix Biomedical Campus
HSEB Building
4th Floor
South Side
CC403
Arizona | AT-527 | Variable Volume Box | VAV |  | sdv5000 | 41280
Phoenix Biomedical Campus
HSEB Building
5th Floor
South Side
CC512
Arizona | AT-530 | Variable Volume Box | VAV |  | sdv5000 | 41279
Phoenix Biomedical Campus
HSEB Building
5th Floor
South Side
CC512
Arizona | AT-531 | Variable Volume Box | VAV |  | sdv5000 | 41281
Phoenix Biomedical Campus
HSEB Building
5th Floor
South Side
CC513
Arizona | AT-532 | Variable Volume Box | VAV |  | sdv5000 | 41282
Phoenix Biomedical Campus
HSEB Building
5th Floor
South Side
CC513
Arizona | AT-534 | Variable Volume Box | VAV |  | sdv5000 | 41283
Phoenix Biomedical Campus
HSEB Building
5th Floor
South Side
C536A
Arizona | AT-537 | Variable Volume Box | VAV |  | sdv5000 | 41284
Phoenix Biomedical Campus
HSEB Building
5th Floor
South Side
CC514
Arizona | AT-522 | Variable Volume Box | VAV |  | sdv5000 | 41285
Phoenix Biomedical Campus
HSEB Building
5th Floor
South Side
C542
Arizona | AT-543 | Variable Volume Box | VAV |  | sdv5000 | 41286
Phoenix Biomedical Campus
HSEB Building
5th Floor
South Side
CC514
Arizona | AT-538 | Variable Volume Box | VAV |  | sdv5000 | 41287
Phoenix Biomedical Campus
HSEB Building
5th Floor
South Side
CC508
Arizona | AT-525 | Variable Volume Box | VAV |  | sdv5000 | 41288
Phoenix Biomedical Campus
HSEB Building
5th Floor
South Side
C523
Arizona | AT-505 | Variable Volume Box | VAV |  | sdv5000 | 41289
Phoenix Biomedical Campus
HSEB Building
5th Floor
South Side
C505
Arizona | AT-506 | Variable Volume Box | VAV |  | sdv5000 | 41290
Phoenix Biomedical Campus
HSEB Building
5th Floor
South Side
C505
Arizona | AT-502 | Variable Volume Box | VAV |  | sdv5000 | 41291
Phoenix Biomedical Campus
HSEB Building
5th Floor
South Side
C505
Arizona | AT-501 | Variable Volume Box | VAV |  | sdv5000 | 41292
Phoenix Biomedical Campus
HSEB Building
5th Floor
South Side
C501
Arizona | AT-509 | Variable Volume Box | VAV |  | sdv5000 | 41293
Phoenix Biomedical Campus
HSEB Building
5th Floor
South Side
C504
Arizona | AT-508 | Variable Volume Box | VAV |  | sdv5000 | 41294
Phoenix Biomedical Campus
HSEB Building
5th Floor
South Side
C507
Arizona | AT-511 | Variable Volume Box | VAV |  | sdv5000 | 41295
Phoenix Biomedical Campus
HSEB Building
5th Floor
South Side
C507
Arizona | AT-A501 | Variable Volume Box | VAV |  | sdv5000 | 41296
Phoenix Biomedical Campus
HSEB Building
5th Floor
South Side
C501
Arizona | AT-504 | Variable Volume Box | VAV |  | sdv5000 | 41297
Phoenix Biomedical Campus
HSEB Building
Arizona | AT-ADM | Variable Volume Box | VAV |  | sdv5000 | 409900
Phoenix Biomedical Campus
HSEB Building
Basement
West Side
Corridor AC1
Arizona | AT-A1 | Variable Volume Box | VAV |  | sdv5000 | 409901
Phoenix Biomedical Campus
HSEB Building
Basement
West Side
Bet A1
Arizona | AT-A17 | Variable Volume Box | VAV |  | sdv5000 | 409903
Phoenix Biomedical Campus
HSEB Building
Basement
West Side
Gen Storage A16
Arizona | AT-A12 | Variable Volume Box | VAV |  | sdv5000 | 409902
Phoenix Biomedical Campus
HSEB Building
Basement
West Side
Vivarium Mechanical Room (Shell) A12
Arizona | AT-A19 | Variable Volume Box | VAV |  | sdv5000 | 409904
Phoenix Biomedical Campus
HSEB Building
Basement
West Side
Future Food Prep (Shell) A19
Arizona | AT-A20 | Variable Volume Box | VAV |  | sdv5000 | 409905
Phoenix Biomedical Campus
HSEB Building
Basement
West Side
Manager's Office A20
Arizona | AT-AC1 | Variable Volume Box | VAV |  | sdv5000 | 409906
Phoenix Biomedical Campus
HSEB Building
Basement
West Side
Corridor AC1
Arizona | AT-C103 | Variable Volume Box | VAV |  | sdv5000 | 409907
Phoenix Biomedical Campus
HSEB Building
1st Floor
South Side
Restroom C103A
Arizona | AT-C104A | Variable Volume Box | VAV |  | sdv5000 | 409908
Phoenix Biomedical Campus
HSEB Building
1st Floor
South Side
Lecture Hall C104
Arizona | AT-C104AA | Variable Volume Box | VAV |  | sdv5000 | 409909
Phoenix Biomedical Campus
HSEB Building
1st Floor
South Side
AV Tech Room C104A
Arizona | AT-C104B | Variable Volume Box | VAV |  | sdv5000 | 409910
Phoenix Biomedical Campus
HSEB Building
1st Floor
South Side
Lecture Hall C104
Arizona | AT-C105 South | Variable Volume Box | VAV |  | sdv5000 | 409911
Phoenix Biomedical Campus
HSEB Building
1st Floor
South Side
Lecture Hall C105
Arizona | AT-C105A | Variable Volume Box | VAV |  | sdv5000 | 409912
Phoenix Biomedical Campus
HSEB Building
1st Floor
South Side
AV Tech Room C105A
Arizona | AT-C105 North | Variable Volume Box | VAV |  | sdv5000 | 409913
Phoenix Biomedical Campus
HSEB Building
1st Floor
South Side
Lecture Hall C105
Arizona | AT-C106 | Variable Volume Box | VAV |  | sdv5000 | 409914
Phoenix Biomedical Campus
HSEB Building
1st Floor
South Side
Men's Restroom C106
Arizona | AT-C107 | Variable Volume Box | VAV |  | sdv5000 | 409915
Phoenix Biomedical Campus
HSEB Building
1st Floor
South Side
Security Room C107
Arizona | AT-C109 | Variable Volume Box | VAV |  | sdv5000 | 409918
Phoenix Biomedical Campus
HSEB Building
1st Floor
South Side
Cat. Kitchen C109
Arizona | AT-C108 | Variable Volume Box | VAV |  | sdv5000 | 409919
Phoenix Biomedical Campus
HSEB Building
1st Floor
South Side
Corridor CC
Arizona | AT-C101 | Variable Volume Box | VAV |  | sdv5000 | 409920
Phoenix Biomedical Campus
HSEB Building
1st Floor
South Side
Arizona | AT-A490 | Variable Volume Box | VAV |  | sdv5000 | 409921
Phoenix Biomedical Campus
HSEB Building
1st Floor
South Side
Corridor CC
Arizona | AT-CC101 | Variable Volume Box | VAV |  | sdv5000 | 409922
Phoenix Biomedical Campus
HSEB Building
1st Floor
South Side
Receiving Room C102
Arizona | AT-A490 | Variable Volume Box | VAV |  | sdv5000 | 409923
Phoenix Biomedical Campus
HSEB Building
1st Floor
West Side
Electrical Room A102C
Arizona | AT-A100MB | Variable Volume Box | VAV |  | sdv5000 | 409924
Phoenix Biomedical Campus
HSEB Building
1st Floor
West Side
Elevator Vestibule A100M
Arizona | AT-A100 | Variable Volume Box | VAV |  | sdv5000 | 409925
Phoenix Biomedical Campus
HSEB Building
1st Floor
West Side
Entry Lobby A104
Arizona | AT-A104 | Variable Volume Box | VAV |  | sdv5000 | 409926
Phoenix Biomedical Campus
HSEB Building
1st Floor
West Side
Entry Lobby A104
Arizona | AT-A106A | Variable Volume Box | VAV |  | sdv5000 | 409927
Phoenix Biomedical Campus
HSEB Building
1st Floor
West Side
Cafeteria A106
Arizona | AT-A106B | Variable Volume Box | VAV |  | sdv5000 | 409928
Phoenix Biomedical Campus
HSEB Building
1st Floor
West Side
Cafeteria A106
Arizona | AT-A109 | Variable Volume Box | VAV |  | sdv5000 | 409929
Phoenix Biomedical Campus
HSEB Building
1st Floor
West Side
Women's Restroom A109
Arizona | AT-A105A | Variable Volume Box | VAV |  | sdv5000 | 409930
Phoenix Biomedical Campus
HSEB Building
1st Floor
West Side
Entry Lobby A104
Arizona | AT-A105B | Variable Volume Box | VAV |  | sdv5000 | 409931
Phoenix Biomedical Campus
HSEB Building
1st Floor
West Side
Entry Lobby A104
Arizona | AT-A489A | Variable Volume Box | VAV |  | sdv5000 | 409932
Phoenix Biomedical Campus
HSEB Building
1st Floor
West Side
Recycle Room A102A
Arizona | AT-B101 | Variable Volume Box | VAV |  | sdv5000 | 409933
Phoenix Biomedical Campus
HSEB Building
1st Floor
North Side
Student Lounge B101
Arizona | AT-B102 South | Variable Volume Box | VAV |  | sdv5000 | 409934
Phoenix Biomedical Campus
HSEB Building
1st Floor
North Side
Lecture Hall B102
Arizona | AT-B102A | Variable Volume Box | VAV |  | sdv5000 | 409935
Phoenix Biomedical Campus
HSEB Building
1st Floor
North Side
AV Tech Room B102A
Arizona | AT-B102 North | Variable Volume Box | VAV |  | sdv5000 | 409936
Phoenix Biomedical Campus
HSEB Building
1st Floor
North Side
Lecture Hall B102
Arizona | AT-B103 | Variable Volume Box | VAV |  | sdv5000 | 409937
Phoenix Biomedical Campus
HSEB Building
1st Floor
North Side
Small Group Room B103
Arizona | AT-B104 | Variable Volume Box | VAV |  | sdv5000 | 409938
Phoenix Biomedical Campus
HSEB Building
1st Floor
North Side
Small Group Room B104
Arizona | AT-B105 | Variable Volume Box | VAV |  | sdv5000 | 409939
Phoenix Biomedical Campus
HSEB Building
1st Floor
North Side
Small Group Room B105
Arizona | AT-B110A | Variable Volume Box | VAV |  | sdv5000 | 409940
Phoenix Biomedical Campus
HSEB Building
1st Floor
North Side
B110
Arizona | AT-B106 | Variable Volume Box | VAV |  | sdv5000 | 409941
Phoenix Biomedical Campus
HSEB Building
1st Floor
North Side
B106
Arizona | AT-B108B | Variable Volume Box | VAV |  | sdv5000 | 409944
Phoenix Biomedical Campus
HSEB Building
1st Floor
North Side
B108
Arizona | AT-B108C | Variable Volume Box | VAV |  | sdv5000 | 409945
Phoenix Biomedical Campus
HSEB Building
1st Floor
North Side
B108
Arizona | AT-B108A | Variable Volume Box | VAV |  | sdv5000 | 409943
Phoenix Biomedical Campus
HSEB Building
1st Floor
North Side
B108A
Arizona | AT-B201 | Variable Volume Box | VAV |  | sdv5000 | 409946
Phoenix Biomedical Campus
HSEB Building
2nd Floor
North Side
Corridor BC
Arizona | AT-B202A | Variable Volume Box | VAV |  | sdv5000 | 409948
Phoenix Biomedical Campus
HSEB Building
2nd Floor
North Side
Computer Lab B202
Arizona | AT-B202 | Variable Volume Box | VAV |  | sdv5000 | 409947
Phoenix Biomedical Campus
HSEB Building
2nd Floor
North Side
Computer Lab B202
Arizona | AT-B203 | Variable Volume Box | VAV |  | sdv5000 | 409949
Phoenix Biomedical Campus
HSEB Building
2nd Floor
North Side
Small Group B203
Arizona | AT-B204 | Variable Volume Box | VAV |  | sdv5000 | 409950
Phoenix Biomedical Campus
HSEB Building
2nd Floor
North Side
Small Group B204
Arizona | AT-B205 | Variable Volume Box | VAV |  | sdv5000 | 409951
Phoenix Biomedical Campus
HSEB Building
2nd Floor
North Side
Small Group B204
Arizona | AT-B205B | Variable Volume Box | VAV |  | sdv5000 | 409952
Phoenix Biomedical Campus
HSEB Building
2nd Floor
North Side
Small Group B207
Arizona | AT-B206 | Variable Volume Box | VAV |  | sdv5000 | 409953
Phoenix Biomedical Campus
HSEB Building
2nd Floor
North Side
Small Group B206
Arizona | AT-B207 | Variable Volume Box | VAV |  | sdv5000 | 409954
Phoenix Biomedical Campus
HSEB Building
2nd Floor
North Side
Small Group B207
Arizona | AT-B208 | Variable Volume Box | VAV |  | sdv5000 | 409955
Phoenix Biomedical Campus
HSEB Building
2nd Floor
West Side
Psychical Therapy Lab B208
Arizona | AT-B209 | Variable Volume Box | VAV |  | sdv5000 | 409956
Phoenix Biomedical Campus
HSEB Building
2nd Floor
North Side
Small Group B209
Arizona | AT-B210 | Variable Volume Box | VAV |  | sdv5000 | 409957
Phoenix Biomedical Campus
HSEB Building
2nd Floor
West Side
Occupational Therapy B210
Arizona | AT-B212A | Variable Volume Box | VAV |  | sdv5000 | 409959
Phoenix Biomedical Campus
HSEB Building
2nd Floor
North Side
Classroom B212
Arizona | AT-B212B | Variable Volume Box | VAV |  | sdv5000 | 409960
Phoenix Biomedical Campus
HSEB Building
2nd Floor
North Side
Classroom B212
Arizona | AT-B211 | Variable Volume Box | VAV |  | sdv5000 | 409958
Phoenix Biomedical Campus
HSEB Building
2nd Floor
North Side
Small Group B211
Arizona | AT-B213B | Variable Volume Box | VAV |  | sdv5000 | 409961
Phoenix Biomedical Campus
HSEB Building
2nd Floor
North Side
Activities of Daily Living B213
Arizona | AT-B213A | Variable Volume Box | VAV |  | sdv5000 | 409962
Phoenix Biomedical Campus
HSEB Building
2nd Floor
North Side
ADL Bedroom B213D
Arizona | AT-BC202 | Variable Volume Box | VAV |  | sdv5000 | 409963
Phoenix Biomedical Campus
HSEB Building
2nd Floor
North Side
Corridor BC
Arizona | AT-BC203 | Variable Volume Box | VAV |  | sdv5000 | 409964
Phoenix Biomedical Campus
HSEB Building
2nd Floor
North Side
Corridor BC
Arizona | AT-BC204 | Variable Volume Box | VAV |  | sdv5000 | 409965
Phoenix Biomedical Campus
HSEB Building
2nd Floor
North Side
Corridor BC
Arizona | AT-C201 | Variable Volume Box | VAV |  | sdv5000 | 409966
Phoenix Biomedical Campus
HSEB Building
2nd Floor
South Side
L Studio C201
Arizona | AT-C202 | Variable Volume Box | VAV |  | sdv5000 | 409967
Phoenix Biomedical Campus
HSEB Building
2nd Floor
South Side
L Studio C202
Arizona | AT-C202A | Variable Volume Box | VAV |  | sdv5000 | 409968
Phoenix Biomedical Campus
HSEB Building
2nd Floor
South Side
Prep Room C202A
Arizona | AT-C203 | Variable Volume Box | VAV |  | sdv5000 | 409969
Phoenix Biomedical Campus
HSEB Building
2nd Floor
South Side
Large Group C203
Arizona | AT-C204A | Variable Volume Box | VAV |  | sdv5000 | 409970
Phoenix Biomedical Campus
HSEB Building
2nd Floor
South Side
L Studio C204
Arizona | AT-C204B | Variable Volume Box | VAV |  | sdv5000 | 409971
Phoenix Biomedical Campus
HSEB Building
2nd Floor
South Side
L Studio C204
Arizona | AT-C205 | Variable Volume Box | VAV |  | sdv5000 | 409972
Phoenix Biomedical Campus
HSEB Building
2nd Floor
South Side
L Studio C205
Arizona | AT-C206A | Variable Volume Box | VAV |  | sdv5000 | 409973
Phoenix Biomedical Campus
HSEB Building
2nd Floor
South Side
L Studio C206
Arizona | AT-C206B | Variable Volume Box | VAV |  | sdv5000 | 409974
Phoenix Biomedical Campus
HSEB Building
2nd Floor
South Side
L Studio C206
Arizona | AT-A201 | Variable Volume Box | VAV |  | sdv5000 | 409975
Phoenix Biomedical Campus
HSEB Building
2nd Floor
West Side
Large Group Room A213
Arizona | AT-A213 | Variable Volume Box | VAV |  | sdv5000 | 409976
Phoenix Biomedical Campus
HSEB Building
2nd Floor
West Side
Lounge A214
Arizona | AT-A210 | Variable Volume Box | VAV |  | sdv5000 | 409977
Phoenix Biomedical Campus
HSEB Building
2nd Floor
West Side
Locker Area A211
Arizona | AT-A211 | Variable Volume Box | VAV |  | sdv5000 | 409978
Phoenix Biomedical Campus
HSEB Building
2nd Floor
West Side
Locker Area A211
Arizona | AT-AC214 | Variable Volume Box | VAV |  | sdv5000 | 409979
Phoenix Biomedical Campus
HSEB Building
2nd Floor
West Side
Lounge A214
Arizona | AT-A215A | Variable Volume Box | VAV |  | sdv5000 | 409980
Phoenix Biomedical Campus
HSEB Building
2nd Floor
West Side
Locker Area A211
Arizona | AT-A215B | Variable Volume Box | VAV |  | sdv5000 | 409981
Phoenix Biomedical Campus
HSEB Building
2nd Floor
West Side
Locker Area A211
Arizona | AT-A201B | Variable Volume Box | VAV |  | sdv5000 | 409982
Phoenix Biomedical Campus
HSEB Building
2nd Floor
West Side
Corridor AC
Arizona | AT-A201C | Variable Volume Box | VAV |  | sdv5000 | 409983
Phoenix Biomedical Campus
HSEB Building
2nd Floor
West Side
Corridor AC
Arizona | AT-390B | Variable Volume Box | VAV |  | sdv5000 | 409984
Phoenix Biomedical Campus
HSEB Building
3rd Floor
South Side
C307
Arizona | AT-303 | Variable Volume Box | VAV |  | sdv5000 | 409985
Phoenix Biomedical Campus
HSEB Building
3rd Floor
South Side
C303
Arizona | AT-303C | Variable Volume Box | VAV |  | sdv5000 | 409986
Phoenix Biomedical Campus
HSEB Building
3rd Floor
South Side
C303
Arizona | AT-307 | Variable Volume Box | VAV |  | sdv5000 | 409987
Phoenix Biomedical Campus
HSEB Building
3rd Floor
South Side
C307
Arizona | AT-317 | Variable Volume Box | VAV |  | sdv5000 | 409988
Phoenix Biomedical Campus
HSEB Building
3rd Floor
South Side
C317
Arizona | AT-320 | Variable Volume Box | VAV |  | sdv5000 | 409989
Phoenix Biomedical Campus
HSEB Building
3rd Floor
South Side
C320
Arizona | AT-321 | Variable Volume Box | VAV |  | sdv5000 | 409990
Phoenix Biomedical Campus
HSEB Building
3rd Floor
South Side
C321
Arizona | AT-323 | Variable Volume Box | VAV |  | sdv5000 | 409991
Phoenix Biomedical Campus
HSEB Building
3rd Floor
South Side
C323
Arizona | AT-328 | Variable Volume Box | VAV |  | sdv5000 | 409992
Phoenix Biomedical Campus
HSEB Building
3rd Floor
South Side
C328
Arizona | AT-B301 | Variable Volume Box | VAV |  | sdv5000 | 409993
Phoenix Biomedical Campus
HSEB Building
3rd Floor
North Side
Small Group Room B301
Arizona | AT-B302 | Variable Volume Box | VAV |  | sdv5000 | 409994
Phoenix Biomedical Campus
HSEB Building
3rd Floor
North Side
Inst. M. Lab. B302
Arizona | AT-B303 | Variable Volume Box | VAV |  | sdv5000 | 409995
Phoenix Biomedical Campus
HSEB Building
3rd Floor
North Side
Classroom B303
Arizona | AT-B303A | Variable Volume Box | VAV |  | sdv5000 | 409996
Phoenix Biomedical Campus
HSEB Building
3rd Floor
North Side
Classroom B303
Arizona | AT-B304 | Variable Volume Box | VAV |  | sdv5000 | 409997
Phoenix Biomedical Campus
HSEB Building
3rd Floor
North Side
Reception Room B304
Arizona | AT-B304A | Variable Volume Box | VAV |  | sdv5000 | 409998
Phoenix Biomedical Campus
HSEB Building
3rd Floor
North Side
Work Room B305
Arizona | AT-B307 | Variable Volume Box | VAV |  | sdv5000 | 409999
Phoenix Biomedical Campus
HSEB Building
3rd Floor
North Side
Exam Room B307
Arizona | AT-B310 | Variable Volume Box | VAV |  | sdv5000 | 410000
Phoenix Biomedical Campus
HSEB Building
3rd Floor
North Side
CS Brief Room B310
Arizona | AT-B311 | Variable Volume Box | VAV |  | sdv5000 | 410001
Phoenix Biomedical Campus
HSEB Building
3rd Floor
North Side
CS Brief Room B311
Arizona | AT-B312 | Variable Volume Box | VAV |  | sdv5000 | 410002
Phoenix Biomedical Campus
HSEB Building
3rd Floor
North Side
Exam Room B312
Arizona | AT-B313 | Variable Volume Box | VAV |  | sdv5000 | 410003
Phoenix Biomedical Campus
HSEB Building
3rd Floor
North Side
Exam Room B313
Arizona | AT-B314 | Variable Volume Box | VAV |  | sdv5000 | 410004
Phoenix Biomedical Campus
HSEB Building
3rd Floor
North Side
Exam Room B314
Arizona | AT-B318 | Variable Volume Box | VAV |  | sdv5000 | 410005
Phoenix Biomedical Campus
HSEB Building
3rd Floor
North Side
Exam Room B318
Arizona | AT-B321 | Variable Volume Box | VAV |  | sdv5000 | 410006
Phoenix Biomedical Campus
HSEB Building
3rd Floor
North Side
CS Brief Room B321
Arizona | AT-B322 | Variable Volume Box | VAV |  | sdv5000 | 410007
Phoenix Biomedical Campus
HSEB Building
3rd Floor
North Side
CS Brief Room B322
Arizona | AT-B323 | Variable Volume Box | VAV |  | sdv5000 | 410008
Phoenix Biomedical Campus
HSEB Building
3rd Floor
North Side
CS Brief Room B323
Arizona | AT-B324 | Variable Volume Box | VAV |  | sdv5000 | 410009
Phoenix Biomedical Campus
HSEB Building
3rd Floor
North Side
Exam Room B324
Arizona | AT-B326 | Variable Volume Box | VAV |  | sdv5000 | 410010
Phoenix Biomedical Campus
HSEB Building
3rd Floor
North Side
Exam Room B326
Arizona | AT-B327 | Variable Volume Box | VAV |  | sdv5000 | 410011
Phoenix Biomedical Campus
HSEB Building
3rd Floor
North Side
Exam Room B316
Arizona | AT-B330 | Variable Volume Box | VAV |  | sdv5000 | 410012
Phoenix Biomedical Campus
HSEB Building
3rd Floor
North Side
Exam Room B330
Arizona | AT-B334 | Variable Volume Box | VAV |  | sdv5000 | 410013
Phoenix Biomedical Campus
HSEB Building
3rd Floor
North Side
Exam Room B334
Arizona | AT-B341 | Variable Volume Box | VAV |  | sdv5000 | 410014
Phoenix Biomedical Campus
HSEB Building
3rd Floor
North Side
Office B333
Arizona | AT-B343 | Variable Volume Box | VAV |  | sdv5000 | 410015
Phoenix Biomedical Campus
HSEB Building
3rd Floor
North Side
Monitoring Room B343
Arizona | AT-B344 | Variable Volume Box | VAV |  | sdv5000 | 410016
Phoenix Biomedical Campus
HSEB Building
3rd Floor
North Side
Office B345
Arizona | AT-C305 | Variable Volume Box | VAV |  | sdv5000 | 410017
Phoenix Biomedical Campus
HSEB Building
3rd Floor
North Side
Corridor BC
Arizona | AT-C306 | Variable Volume Box | VAV |  | sdv5000 | 410018
Phoenix Biomedical Campus
HSEB Building
3rd Floor
North Side
Exam Room B309
Arizona | AT-C307 | Variable Volume Box | VAV |  | sdv5000 | 410019
Phoenix Biomedical Campus
HSEB Building
3rd Floor
North Side
Exam Room B328
Arizona | AT-C308 | Variable Volume Box | VAV |  | sdv5000 | 410020
Phoenix Biomedical Campus
HSEB Building
3rd Floor
North Side
Corridor BC
Arizona | AT-C311 | Variable Volume Box | VAV |  | sdv5000 | 410021
Phoenix Biomedical Campus
HSEB Building
3rd Floor
North Side
Corridor BC
Arizona | AT-B340 | Variable Volume Box | VAV |  | sdv5000 | 410022
Phoenix Biomedical Campus
HSEB Building
3rd Floor
North Side
SP Training Room B340
Arizona | AT-B336 | Variable Volume Box | VAV |  | sdv5000 | 410023
Phoenix Biomedical Campus
HSEB Building
3rd Floor
North Side
Janitor Closet B338
Arizona | AT-AC301 | Variable Volume Box | VAV |  | sdv5000 | 410024
Phoenix Biomedical Campus
HSEB Building
3rd Floor
West Side
Corridor AC
Arizona | AT-A300M | Variable Volume Box | VAV |  | sdv5000 | 410025
Phoenix Biomedical Campus
HSEB Building
3rd Floor
West Side
Elevator Vestibule A300M
Arizona | AT-A303 | Variable Volume Box | VAV |  | sdv5000 | 410026
Phoenix Biomedical Campus
HSEB Building
3rd Floor
West Side
Office A304
Arizona | AT-A306 | Variable Volume Box | VAV |  | sdv5000 | 410027
Phoenix Biomedical Campus
HSEB Building
3rd Floor
West Side
Office A304
Arizona | AT-A309 | Variable Volume Box | VAV |  | sdv5000 | 410028
Phoenix Biomedical Campus
HSEB Building
3rd Floor
West Side
Men's Restroom A309
Arizona | AT-A311 | Variable Volume Box | VAV |  | sdv5000 | 410029
Phoenix Biomedical Campus
HSEB Building
3rd Floor
West Side
12P Room A311
Arizona | AT-B311A | Variable Volume Box | VAV |  | sdv5000 | 410030
Phoenix Biomedical Campus
HSEB Building
3rd Floor
West Side
12P Room A311
Arizona | AT-A318 | Variable Volume Box | VAV |  | sdv5000 | 410031
Phoenix Biomedical Campus
HSEB Building
3rd Floor
West Side
4P Room A318
Arizona | AT-A325 | Variable Volume Box | VAV |  | sdv5000 | 410032
Phoenix Biomedical Campus
HSEB Building
3rd Floor
West Side
1P Room A326 (Handicap)
Arizona | AT-A328 | Variable Volume Box | VAV |  | sdv5000 | 410033
Phoenix Biomedical Campus
HSEB Building
3rd Floor
West Side
Reading Area A327
Arizona | AT-A329 | Variable Volume Box | VAV |  | sdv5000 | 410034
Phoenix Biomedical Campus
HSEB Building
3rd Floor
West Side
Reading Area A317
Arizona | AT-A332A | Variable Volume Box | VAV |  | sdv5000 | 410035
Phoenix Biomedical Campus
HSEB Building
3rd Floor
West Side
Reading Area A338
Arizona | AT-A332B | Variable Volume Box | VAV |  | sdv5000 | 410036
Phoenix Biomedical Campus
HSEB Building
3rd Floor
West Side
Reading Area A338
Arizona | AT-A332 | Variable Volume Box | VAV |  | sdv5000 | 410037
Phoenix Biomedical Campus
HSEB Building
3rd Floor
West Side
4P Room A332
Arizona | AT-A333A | Variable Volume Box | VAV |  | sdv5000 | 410038
Phoenix Biomedical Campus
HSEB Building
3rd Floor
West Side
Reading Area A338
Arizona | AT-A333B | Variable Volume Box | VAV |  | sdv5000 | 410039
Phoenix Biomedical Campus
HSEB Building
3rd Floor
West Side
Reading Area A338
Arizona | AT-A336 | Variable Volume Box | VAV |  | sdv5000 | 410040
Phoenix Biomedical Campus
HSEB Building
3rd Floor
West Side
1P Room A336 (Handicap)
Arizona | AT-A341 | Variable Volume Box | VAV |  | sdv5000 | 410041
Phoenix Biomedical Campus
HSEB Building
3rd Floor
West Side
Print/Copy Room A340
Arizona | AT-A343A | Variable Volume Box | VAV |  | sdv5000 | 410042
Phoenix Biomedical Campus
HSEB Building
3rd Floor
West Side
Corridor AC
Arizona | AT-A342 | Variable Volume Box | VAV |  | sdv5000 | 410043
Phoenix Biomedical Campus
HSEB Building
3rd Floor
West Side
Nau. Office A349
Arizona | AT-A344 | Variable Volume Box | VAV |  | sdv5000 | 410044
Phoenix Biomedical Campus
HSEB Building
3rd Floor
West Side
Director's Office A344
Arizona | AT-A346 | Variable Volume Box | VAV |  | sdv5000 | 410045
Phoenix Biomedical Campus
HSEB Building
3rd Floor
West Side
Tech. Lib. Office A346
Arizona | AT-317B | Variable Volume Box | VAV |  | sdv5000 | 410046
Phoenix Biomedical Campus
HSEB Building
3rd Floor
West Side
Reading Area A317
Arizona | AT-A317B | Variable Volume Box | VAV |  | sdv5000 | 410047
Phoenix Biomedical Campus
HSEB Building
3rd Floor
West Side
Reading Area A317
Arizona | AT-B400 | Variable Volume Box | VAV |  | sdv5000 | 410048
Phoenix Biomedical Campus
HSEB Building
4th Floor
North Side
Reception Area B400
Arizona | AT-B402 | Variable Volume Box | VAV |  | sdv5000 | 410049
Phoenix Biomedical Campus
HSEB Building
4th Floor
North Side
Computer Teacher B402
Arizona | AT-B402A | Variable Volume Box | VAV |  | sdv5000 | 410050
Phoenix Biomedical Campus
HSEB Building
4th Floor
North Side
Computer Teacher B402
Arizona | AT-B403 | Variable Volume Box | VAV |  | sdv5000 | 410051
Phoenix Biomedical Campus
HSEB Building
4th Floor
North Side
Office B410
Arizona | AT-B404 | Variable Volume Box | VAV |  | sdv5000 | 410052
Phoenix Biomedical Campus
HSEB Building
4th Floor
North Side
Office B404
Arizona | AT-B406 | Variable Volume Box | VAV |  | sdv5000 | 410053
Phoenix Biomedical Campus
HSEB Building
4th Floor
North Side
Office B406
Arizona | AT-B408 | Variable Volume Box | VAV |  | sdv5000 | 410054
Phoenix Biomedical Campus
HSEB Building
4th Floor
North Side
Part Task B408
Arizona | AT-B409 | Variable Volume Box | VAV |  | sdv5000 | 410055
Phoenix Biomedical Campus
HSEB Building
4th Floor
North Side
Part Task B409
Arizona | AT-B411 | Variable Volume Box | VAV |  | sdv5000 | 410056
Phoenix Biomedical Campus
HSEB Building
4th Floor
North Side
Control Room B411
Arizona | AT-B412 | Variable Volume Box | VAV |  | sdv5000 | 410057
Phoenix Biomedical Campus
HSEB Building
4th Floor
North Side
SIM Breifing B412
Arizona | AT-B413 | Variable Volume Box | VAV |  | sdv5000 | 410058
Phoenix Biomedical Campus
HSEB Building
4th Floor
North Side
L SIM B413
Arizona | AT-B415 | Variable Volume Box | VAV |  | sdv5000 | 410059
Phoenix Biomedical Campus
HSEB Building
4th Floor
North Side
SIM Breifing B415
Arizona | AT-B416 | Variable Volume Box | VAV |  | sdv5000 | 410060
Phoenix Biomedical Campus
HSEB Building
4th Floor
North Side
SIM Breifing B416
Arizona | AT-B417 | Variable Volume Box | VAV |  | sdv5000 | 410061
Phoenix Biomedical Campus
HSEB Building
4th Floor
North Side
L SIM B417
Arizona | AT-B419 | Variable Volume Box | VAV |  | sdv5000 | 410062
Phoenix Biomedical Campus
HSEB Building
4th Floor
North Side
SIM Breifing B419
Arizona | AT-B421 | Variable Volume Box | VAV |  | sdv5000 | 410063
Phoenix Biomedical Campus
HSEB Building
4th Floor
North Side
Office B421
Arizona | AT-B422 | Variable Volume Box | VAV |  | sdv5000 | 410064
Phoenix Biomedical Campus
HSEB Building
4th Floor
North Side
CRL B423
Arizona | AT-B424 | Variable Volume Box | VAV |  | sdv5000 | 410065
Phoenix Biomedical Campus
HSEB Building
4th Floor
North Side
Control Room B424
Arizona | AT-B425 | Variable Volume Box | VAV |  | sdv5000 | 410066
Phoenix Biomedical Campus
HSEB Building
4th Floor
North Side
L SIM B425
Arizona | AT-B426 | Variable Volume Box | VAV |  | sdv5000 | 410067
Phoenix Biomedical Campus
HSEB Building
4th Floor
North Side
Control Room B426
Arizona | AT-B427 | Variable Volume Box | VAV |  | sdv5000 | 410068
Phoenix Biomedical Campus
HSEB Building
4th Floor
North Side
L SIM B427
Arizona | AT-B428 | Variable Volume Box | VAV |  | sdv5000 | 410069
Phoenix Biomedical Campus
HSEB Building
4th Floor
North Side
L SIM B428
Arizona | AT-B430 | Variable Volume Box | VAV |  | sdv5000 | 410071
Phoenix Biomedical Campus
HSEB Building
4th Floor
North Side
AV Room B430
Arizona | AT-B429 | Variable Volume Box | VAV |  | sdv5000 | 410070
Phoenix Biomedical Campus
HSEB Building
4th Floor
North Side
Control Room B429
Arizona | AT-BC402 | Variable Volume Box | VAV |  | sdv5000 | 410072
Phoenix Biomedical Campus
HSEB Building
4th Floor
North Side
Corridor BC
Arizona | AT-B404 | Variable Volume Box | VAV |  | sdv5000 | 410073
Phoenix Biomedical Campus
HSEB Building
4th Floor
North Side
Corridor BC
Arizona | CHW 4 VFD | Variable Frequency Drive | VFD | ABB | ACH550 | BSPB-2472
Phoenix Biomedical Campus
HSEB Building
Basement
West Side
Arizona | CHW 5 VFD | Variable Frequency Drive | VFD | ABB | ACH550 | BSPB-2473
Phoenix Biomedical Campus
HSEB Building
Basement
West Side
Arizona | AHU-1 Main Return Air VFD | Variable Frequency Drive | VFD | ABB | ACH550 | 40961
Phoenix Biomedical Campus
HSEB Building
1st Floor
South Side
Arizona | AHU-1 Backup Return Air VFD | Variable Frequency Drive | VFD | ABB | ACH550 | 40962
Phoenix Biomedical Campus
HSEB Building
1st Floor
South Side
Arizona | AHU-1 Main Supply Air VFD | Variable Frequency Drive | VFD | ABB | ACH550 | 40963
Phoenix Biomedical Campus
HSEB Building
1st Floor
South Side
Arizona | AHU-1 Backup Supply VFD | Variable Frequency Drive | VFD | ABB | ACH550 | 40964
Phoenix Biomedical Campus
HSEB Building
1st Floor
South Side
Arizona | AHU-2 Main Supply Air VFD | Variable Frequency Drive | VFD | ABB | ACH550 | 40991
Phoenix Biomedical Campus
HSEB Building
2nd Floor
West Side
Arizona | AHU-2 Backup Supply Air VFD | Variable Frequency Drive | VFD | ABB | ACH550 | 40992
Phoenix Biomedical Campus
HSEB Building
2nd Floor
West Side
Arizona | AHU-2 Backup Return Air VFD | Variable Frequency Drive | VFD | ABB | ACH550 | 40993
Phoenix Biomedical Campus
HSEB Building
2nd Floor
West Side
Arizona | VFD 22 EF-1 | Variable Frequency Drive | VFD | ABB | ACH550PCR012A4-KS2 | 40676
Phoenix Biomedical Campus
HSEB Building
7th Floor
West Side
Arizona | VFD 26 EF-2 | Variable Frequency Drive | VFD | ABB | ACH550-PCR08A84-K452 | 40677
Phoenix Biomedical Campus
HSEB Building
7th Floor
West Side
Arizona | VFD 19 EF-3 | Variable Frequency Drive | VFD | ABB | ACH550PCR04A14-R452 | 40678
Phoenix Biomedical Campus
HSEB Building
7th Floor
West Side
Arizona | VFD 19A EF-3A | Variable Frequency Drive | VFD | ABB | ACH550PCR04A14-K452 | 40679
Phoenix Biomedical Campus
HSEB Building
7th Floor
West Side
Arizona | VFD 20 EF-6B | Variable Frequency Drive | VFD | ABB | ACH550PCR012A14-K452 | 40680
Phoenix Biomedical Campus
HSEB Building
7th Floor
West Side
Arizona | VFD 11 EF-6A | Variable Frequency Drive | VFD | ABB | ACH550PCR012A14-K452 | 40681
Phoenix Biomedical Campus
HSEB Building
7th Floor
West Side
Arizona | VFD 10 EF-6 | Variable Frequency Drive | VFD | ABB | ACH550PCR04A14-R452 | 40682
Phoenix Biomedical Campus
HSEB Building
7th Floor
West Side
Arizona | VFD 21 EF-5 5A | Variable Frequency Drive | VFD | ABB | ACH550PCR04A14-R452 | 40683
Phoenix Biomedical Campus
HSEB Building
7th Floor
West Side
Arizona | Variable Frequency Drive P-SHW-1 | Variable Frequency Drive | VFD | ABB | ACH550PCR04A14-R452 | 40684
Phoenix Biomedical Campus
HSEB Building
7th Floor
West Side
Arizona | Variable Frequency Drive P-SHW-2 | Variable Frequency Drive | VFD | ABB | ACH550PCR04A14-R452 | 40685
Phoenix Biomedical Campus
HSEB Building
7th Floor
West Side
Arizona | Variable Frequency Drive P-SHW-3 | Variable Frequency Drive | VFD | ABB | ACH550PCR04A14-R452 | 40686
Phoenix Biomedical Campus
HSEB Building
7th Floor
West Side
Arizona | AHU-2 Main Return Air VFD | Variable Frequency Drive | VFD | ABB | ACH550 | 40994
Phoenix Biomedical Campus
HSEB Building
2nd Floor
West Side
Arizona | CHW 3 VFD | Variable Frequency Drive | VFD | ABB | ACH550 | 40933
Phoenix Biomedical Campus
HSEB Building
Basement
West Side
Arizona | CHW 2 VFD | Variable Frequency Drive | VFD | Bell & Gossett | ACH550 | 40934
Phoenix Biomedical Campus
HSEB Building
Basement
West Side
Arizona | CHW 1 VFD | Variable Frequency Drive | VFD | Bell & Gossett | ACH550 | 40935
Phoenix Biomedical Campus
HSEB Building
Basement
West Side
Arizona | Vivarium General Exhaust Fan 1 VFD | Variable Frequency Drive | VFD | ABB | ACH550-VCR-059A-4 | 41335
Phoenix Biomedical Campus
HSEB Building
7th Floor
West Side
Arizona | Vivarium General Exhaust Fan 2 VFD | Variable Frequency Drive | VFD | ABB | ACH550-VCR-059A-4 | 41336
Phoenix Biomedical Campus
HSEB Building
7th Floor
West Side
Arizona | Vivarium Biosafety Hoods Exhaust | Variable Frequency Drive | VFD | ABB | ACH550-VCR-012A-4 | 41337
Phoenix Biomedical Campus
HSEB Building
7th Floor
West Side
Arizona | Vivarium Biosafety Hoods Exhaust | Variable Frequency Drive | VFD | ABB | ACH550-VCR-012A-4 | 41338
Phoenix Biomedical Campus
HSEB Building
7th Floor
West Side
Arizona | AHU-3 Main Return Fan VFD | Variable Frequency Drive | VFD | ABB | ACH550-UH-031A-4+K452 | 41343
Phoenix Biomedical Campus
HSEB Building
3rd Floor
South Side
Arizona | AHU-3 Backup Return Fan VFD | Variable Frequency Drive | VFD | ABB | ACH550-UH-031A-4+K452 | 41344
Phoenix Biomedical Campus
HSEB Building
3rd Floor
South Side
Arizona | AHU-3 Main Supply Fan VFD | Variable Frequency Drive | VFD | ABB | ACH550-UH-059A-4+K452 | 41345
Phoenix Biomedical Campus
HSEB Building
3rd Floor
South Side
Arizona | AHU-3 Backup Supply Fan VFD | Variable Frequency Drive | VFD | ABB | ACH550-UH-059A-4+K452 | 41346
Phoenix Biomedical Campus
HSEB Building
3rd Floor
South Side
Arizona | AHU-4 Main Supply Fan VFD | Variable Frequency Drive | VFD | ABB | ACH550-UH-072A-4+K452 | 41339
Phoenix Biomedical Campus
HSEB Building
4th Floor
West Side
Arizona | AHU-4 Backup Supply Fan VFD | Variable Frequency Drive | VFD | ABB | ACH550-UH-072A-4+K452 | 41340
Phoenix Biomedical Campus
HSEB Building
4th Floor
West Side
Arizona | AHU-4 Main Return Fan VFD | Variable Frequency Drive | VFD | ABB | ACH550-UH-038A-4+K452 | 41341
Phoenix Biomedical Campus
HSEB Building
4th Floor
West Side
Arizona | AHU-4 Back Up Return Fan VFD | Variable Frequency Drive | VFD | ABB | ACH550-UH-038A-4+K452 | 41342
Phoenix Biomedical Campus
HSEB Building
4th Floor
West Side
Arizona | AHU-5 Main Return Fan VFD | Variable Frequency Drive | VFD | ABB | ACH550-UH-038A-4+K452 | 41351
Phoenix Biomedical Campus
HSEB Building
5th Floor
South Side
Arizona | AHU-5 Backup Return Fan VFD | Variable Frequency Drive | VFD | ABB | ACH550-UH-038A-4+K452 | 41352
Phoenix Biomedical Campus
HSEB Building
5th Floor
South Side
Arizona | AHU-5 Main Supply Fan VFD | Variable Frequency Drive | VFD | ABB | ACH550-UH-072A-4+K452 | 41353
Phoenix Biomedical Campus
HSEB Building
5th Floor
South Side
Arizona | AHU-5 Backup Supply Fan VFD | Variable Frequency Drive | VFD | ABB | ACH550-UH-072A-4+K452 | 41354
Phoenix Biomedical Campus
HSEB Building
5th Floor
South Side
Arizona | AHU-9 Main Return Fan VFD | Variable Frequency Drive | VFD | ABB | ACH550-UH-072A-4+K452 | 41347
Phoenix Biomedical Campus
HSEB Building
Roof
Arizona | AHU-9 Backup Return Fan VFD | Variable Frequency Drive | VFD | ABB | ACH550-UH-072A-4+K452 | 41348
Phoenix Biomedical Campus
HSEB Building
Roof
Arizona | AHU-9 Main Supply Fan VFD | Variable Frequency Drive | VFD | ABB | ACH550-UH-125A-4+K452 | 41349
Phoenix Biomedical Campus
HSEB Building
Roof
Arizona | AHU-9 Backup Supply Fan VFD | Variable Frequency Drive | VFD | ABB | ACH550-UH-125A-4+K452 | 41350
Phoenix Biomedical Campus
HSEB Building
Roof
Arizona | AHU-7 Main Return Fan VFD | Variable Frequency Drive | VFD |  | ACH550-UH-045A-4+K452 | 41382
Phoenix Biomedical Campus
HSEB Building
Roof
Arizona | AHU-7 Main Supply Fan VFD | Variable Frequency Drive | VFD |  | ACH550-UH-045A-4+K452 | 41381
Phoenix Biomedical Campus
HSEB Building
Roof
Arizona | AHU-6 Main Supply Fan VFD | Variable Frequency Drive | VFD |  | ACH550-UH-072A-4+K452 | 41385
Phoenix Biomedical Campus
HSEB Building
Roof
Arizona | AHU-6 Backup Supply Fan VFD | Variable Frequency Drive | VFD |  | ACH550-UH-072A-4+K452 | 41386
Phoenix Biomedical Campus
HSEB Building
Roof
Arizona | AHU-6 Main Return Fan VFD | Variable Frequency Drive | VFD |  | ACH550-UH-031A-4+K452 | 41383
Phoenix Biomedical Campus
HSEB Building
Roof
Arizona | AHU-6 Backup Return Fan VFD | Variable Frequency Drive | VFD |  | ACH550-UH-031A-4+K452 | 41384
Phoenix Biomedical Campus
HSEB Building
Roof
Arizona | Hot Water Mixing Valve | Valve | VALVE | Bell & Gossett |  | 41454
Phoenix Biomedical Campus
HSEB Building
7th Floor
West Side
Arizona | Fire Sprinkler Control Valve, Level 2 North Stairwell | Valve | VALVE | Victaulic | Series 717 | 41423
Phoenix Biomedical Campus
HSEB Building
2nd Floor
Fire Protection System
Arizona | Fire Sprinkler Control Valve, Level 1 North Stairwell | Valve | VALVE | Victaulic | Series 717 | 41422
Phoenix Biomedical Campus
HSEB Building
1st Floor
Fire Protection System
Arizona | Fire Sprinkler Control Valve, Level 4 North Stairwell | Valve | VALVE | Victaulic | Series 717 | 40692
Phoenix Biomedical Campus
HSEB Building
4th Floor
Fire Protection System
Arizona | Fire Sprinkler Control Valve, Level 3 North Stairwell | Valve | VALVE | Victaulic | Series 717 | 40706
Phoenix Biomedical Campus
HSEB Building
3rd Floor
Fire Protection System
Arizona | Fire Sprinkler Control Valve, Level 5 North Stairwell | Valve | VALVE | Trane | Series 717 | 40675
Phoenix Biomedical Campus
HSEB Building
5th Floor
Fire Protection System
Arizona | Fire Sprinkler Control Valve, Level 7 | Valve | VALVE | PUI | 747M | 40662
Phoenix Biomedical Campus
HSEB Building
7th Floor
Fire Protection System
Arizona | Fire Sprinkler Control Valve, Level 6 North Stairwell | Valve | VALVE | Victaulic | Series 717 | 40665
Phoenix Biomedical Campus
HSEB Building
6th Floor
Fire Protection System
Arizona | UPS | Uninterruptible Power Supply | UPS | Eaton Cutler Hammer | 30 | 40733
Phoenix Biomedical Campus
HSEB Building
5th Floor
West Side
IDF Room A502D
Arizona | UPS | Uninterruptible Power Supply | UPS | Eaton Cutler Hammer | 9355 | 40985
Phoenix Biomedical Campus
HSEB Building
2nd Floor
West Side
IDF Room A202D
Arizona | UPS | Uninterruptible Power Supply | UPS | Eaton Cutler Hammer | 9355 | 40873
Phoenix Biomedical Campus
HSEB Building
1st Floor
West Side
IDF Room A102D
Arizona | UPS | Uninterruptible Power Supply | UPS | Eaton Cutler Hammer | 30 | 40709
Phoenix Biomedical Campus
HSEB Building
6th Floor
West Side
IDF Room A602C
Arizona | UPS | Uninterruptible Power Supply | UPS | Eaton Cutler Hammer | 30 | 41405
Phoenix Biomedical Campus
HSEB Building
Basement
West Side
Bet A1
Arizona | Transformer TBVNLDP | Transformer | TRANSFORMER | Siemens | QL | 41396
Phoenix Biomedical Campus
HSEB Building
Basement
West Side
Electrical Normal A9
Arizona | Transformer TBVOSLDP | Transformer | TRANSFORMER | Siemens | QL | 41397
Phoenix Biomedical Campus
HSEB Building
Basement
West Side
Electrical Emergency Room A23
Arizona | Transformer | Transformer | TRANSFORMER |  |  | 41005
Phoenix Biomedical Campus
HSEB Building
3rd Floor
West Side
Electrical Room A308
Arizona | Transformer | Transformer | TRANSFORMER | Siemens | 36K | 40862
Phoenix Biomedical Campus
HSEB Building
1st Floor
West Side
Electrical Room A108
Arizona | Transformer, T-Elevator | Transformer | TRANSFORMER | Siemens | QL | 40911
Phoenix Biomedical Campus
HSEB Building
Basement
West Side
Electrical Emergency Room A23
Arizona | Transformer, T-BEMLP1 | Transformer | TRANSFORMER | Siemens | QL | 40910
Phoenix Biomedical Campus
HSEB Building
Basement
West Side
Electrical Emergency Room A23
Arizona | Transformer T-5-NLDPA | Transformer | TRANSFORMER | Siemens |  | 40729
Phoenix Biomedical Campus
HSEB Building
5th Floor
West Side
Electrical Room A508
Arizona | Transformer, T-60SLP1 | Transformer | TRANSFORMER | Siemens | QL | 40905
Phoenix Biomedical Campus
HSEB Building
Basement
West Side
Electrical Emergency Room A23
Arizona | Transformer, T-0S-LDP1 | Transformer | TRANSFORMER | Siemens |  | 40904
Phoenix Biomedical Campus
HSEB Building
Basement
West Side
Electrical Emergency Room A23
Arizona | Transformer | Transformer | TRANSFORMER | Siemens | QL | 40903
Phoenix Biomedical Campus
HSEB Building
Basement
West Side
Electrical Emergency Room A23
Arizona | Transformer, T7NLP1 | Transformer | TRANSFORMER | Siemens | QL | 40691
Phoenix Biomedical Campus
HSEB Building
7th Floor
West Side
Arizona | Transformer T-6-NLDPA | Transformer | TRANSFORMER | Siemens |  | 40722
Phoenix Biomedical Campus
HSEB Building
6th Floor
West Side
Electrical Room A608
Arizona | Transformer | Transformer | TRANSFORMER | Siemens | QL | 40891
Phoenix Biomedical Campus
HSEB Building
Basement
West Side
Electrical Normal A9
Arizona | Transformer T-5-NLDPB | Transformer | TRANSFORMER | Siemens |  | 40740
Phoenix Biomedical Campus
HSEB Building
5th Floor
West Side
Electrical Room A502C
Arizona | Transformer | Transformer | TRANSFORMER | Siemens | P4 | 40876
Phoenix Biomedical Campus
HSEB Building
1st Floor
West Side
Electrical Room A102C
Arizona | Transformer, T-2-N-LDPB | Transformer | TRANSFORMER | Siemens | 36K | 40972
Phoenix Biomedical Campus
HSEB Building
1st Floor
West Side
Electrical Room A102C
Arizona | Transformer | Transformer | TRANSFORMER | Siemens | 3F3Y150K4FMN3TP | 40858
Phoenix Biomedical Campus
HSEB Building
2nd Floor
West Side
Electrical Room A208
Arizona | Transformer, T-3-N-LDPB | Transformer | TRANSFORMER | Siemens | 217518-05 | 40977
Phoenix Biomedical Campus
HSEB Building
3rd Floor
West Side
Electrical Room A302C
Arizona | Transformer T-4-N-LDPB | Transformer | TRANSFORMER | Siemens | 217518-04 | 41017
Phoenix Biomedical Campus
HSEB Building
4th Floor
West Side
Electrical Room A402C
Arizona | T-3-N-LDPA | Transformer | TRANSFORMER | Siemens | 217518-03 | TRANSFORMER-27
Phoenix Biomedical Campus
HSEB Building
3rd Floor
West Side
Electrical Room A308
Arizona | Transformer T-4-N-LDPA | Transformer | TRANSFORMER | Siemens | 217518-04 | 41027
Phoenix Biomedical Campus
HSEB Building
4th Floor
West Side
Electrical Room A408
Arizona | Women's Shower C103B | Shower Room | SHOWERROOM |  |  | C103B
Phoenix Biomedical Campus
HSEB Building
1st Floor
South Side
Arizona | Shower Room B608 | Shower Room | SHOWERROOM |  |  | B608
Phoenix Biomedical Campus
HSEB Building
6th Floor
North Side
Arizona | Vacuum Pump, LV-1 | Pump | PUMP | Lifeline | 4107104282 | 40950
Phoenix Biomedical Campus
HSEB Building
Basement
West Side
Domestic Water/ Med Vac A10
Arizona | EP1 | Pump | PUMP | Gorman Rupp | T3A35-B/F | 40951
Phoenix Biomedical Campus
HSEB Building
Basement
West Side
Waste Ejectors A10A
Arizona | EP2 | Pump | PUMP | Gorman Rupp | T3A3S-B/F | 40952
Phoenix Biomedical Campus
HSEB Building
Basement
West Side
Waste Ejectors A10A
Arizona | Fire Pump, Fire Pump Room A6 | Pump | PUMP | Patterson | 6x5x17 SSCH | 40919
Phoenix Biomedical Campus
HSEB Building
Basement
Fire Protection System
Arizona | Hot Water Circulating Pump | Pump | PUMP | Bell & Gossett | JQJ56A17070BK | 40659
Phoenix Biomedical Campus
HSEB Building
7th Floor
West Side
Arizona | Booster pump A10 | Pump | PUMP | Armstrong | 1.5x1x6-4280 | 40945
Phoenix Biomedical Campus
HSEB Building
Basement
West Side
Domestic Water/ Med Vac A10
Arizona | Booster pump A10 | Pump | PUMP | Armstrong | 1.5x1x6-4280 | 40946
Phoenix Biomedical Campus
HSEB Building
Basement
West Side
Domestic Water/ Med Vac A10
Arizona | Booster pump A10 | Pump | PUMP | Armstrong | 1.5x1x6-4280 | 40947
Phoenix Biomedical Campus
HSEB Building
Basement
West Side
Domestic Water/ Med Vac A10
Arizona | Chilled Water Pump, CHW-1 | Pump | PUMP | Bell & Gossett | VSX-VSC9.875 | 40930
Phoenix Biomedical Campus
HSEB Building
Basement
West Side
Arizona | Chilled Water Pump, CHW-2 | Pump | PUMP | Bell & Gossett | VSX-VSC9.875 | 40931
Phoenix Biomedical Campus
HSEB Building
Basement
West Side
Arizona | Chilled Water Pump, CHW-3 | Pump | PUMP | Bell & Gossett | VSX-VSC9.875 | 40932
Phoenix Biomedical Campus
HSEB Building
Basement
West Side
Arizona | Sump Pump | Pump | PUMP | SES Simplex Control | S32540 | 40944
Phoenix Biomedical Campus
HSEB Building
Basement
West Side
Walk-In Elevator Pit A8
Arizona | Heating Hot Water Pump, SHW-1 | Pump | PUMP | WEG | W22 | 40650
Phoenix Biomedical Campus
HSEB Building
7th Floor
West Side
Arizona | Heating Hot Water Pump, SHW-2 | Pump | PUMP | WEG | W22 | 40651
Phoenix Biomedical Campus
HSEB Building
7th Floor
West Side
Arizona | Heating Hot Water Pump, SHW-3 | Pump | PUMP | WEG | W22 | 40652
Phoenix Biomedical Campus
HSEB Building
7th Floor
West Side
Arizona | Sewage Pumps | Pump | PUMP |  | DPLC-PS | 41365
Phoenix Biomedical Campus
HSEB Building
Exterior
Arizona | Chilled Water Pump, CHW-4 | Pump | PUMP | Bell & Gossett | VSX-VSC9.875 | BSPB-2471
Phoenix Biomedical Campus
HSEB Building
Basement
West Side
Arizona | Chilled Water Pump, CHW-5 | Pump | PUMP | Bell & Gossett | VSX-VSC9.875 | BSPB-2470
Phoenix Biomedical Campus
HSEB Building
Basement
West Side
Arizona | Pot Feeder Heating Hot Water | Pot Feeder | PF |  |  | 41371
Phoenix Biomedical Campus
HSEB Building
7th Floor
West Side
Arizona | Pot Feeder Chilled Water | Pot Feeder | PF |  |  | 41372
Phoenix Biomedical Campus
HSEB Building
Basement
West Side
Arizona | CO Gas Monitor | Monitor | MONITOR | Honeywell | E3 Point Gas Monitor | KFM-2661
Phoenix Biomedical Campus
HSEB Building
7th Floor
West Side
Arizona | Mechanical Room B201 | Mechanical Room | MechRoom |  |  | B201
Phoenix Biomedical Campus
HSEB Building
2nd Floor
West Side
Arizona | Mechanical Room NW A3 | Mechanical Room | MechRoom |  |  | A3
Phoenix Biomedical Campus
HSEB Building
Basement
West Side
Arizona | Mechanical Room C301 | Mechanical Room | MechRoom |  |  | C301
Phoenix Biomedical Campus
HSEB Building
3rd Floor
South Side
Arizona | Mechanical Room B401 | Mechanical Room | MechRoom |  |  | B401
Phoenix Biomedical Campus
HSEB Building
4th Floor
West Side
Arizona | Mechanical Room C501 | Mechanical Room | MechRoom |  |  | C501
Phoenix Biomedical Campus
HSEB Building
5th Floor
South Side
Arizona | Penthouse/Mechanical Room A702 | Mechanical Room | MechRoom |  |  | A702
Phoenix Biomedical Campus
HSEB Building
7th Floor
West Side
Arizona | Penthouse/Mechanical (Boiler Room) A703 | Mechanical Room | MechRoom |  |  | A703
Phoenix Biomedical Campus
HSEB Building
7th Floor
West Side
Arizona | Mechanical Room C101 | Mechanical Room | MechRoom |  |  | C101
Phoenix Biomedical Campus
HSEB Building
1st Floor
South Side
Arizona | Heat Exchanger, HSEB-HX-3 | Heat Exchanger | HEATEXCHANGER | Alfa Laval | AQ8-FG | 40937
Phoenix Biomedical Campus
HSEB Building
Basement
West Side
Arizona | Heat Exchanger, HSEB-HX-2 | Heat Exchanger | HEATEXCHANGER | Alfa Laval | AQ8-FG | 40938
Phoenix Biomedical Campus
HSEB Building
Basement
West Side
Arizona | Heat Exchanger, HSEB-HX-1 | Heat Exchanger | HEATEXCHANGER | Alfa Laval | AQ8-FG | 40939
Phoenix Biomedical Campus
HSEB Building
Basement
West Side
Arizona | Generator #2 (S) | Generator | GENERATOR | Generac | 1269010900 | 40742
Phoenix Biomedical Campus
HSEB Building
Exterior
Arizona | Generator #1 (N) | Generator | GENERATOR | Generac | 12694010800 | 40743
Phoenix Biomedical Campus
HSEB Building
Exterior
Arizona | Fire Alarm Control Panel (A9) | Fire Control Panel | FIRECONTROLPANEL | Edwards | EST3 | 41427
Phoenix Biomedical Campus
HSEB Building
Basement
West Side
Electrical Normal A9
Arizona | Remote Water Cooler Chiller | Filtration Sytem | FILTSYS | Filtrine | OCM-4-BWPA | 41430
Phoenix Biomedical Campus
HSEB Building
1st Floor
South Side
Lecture Hall C104
Arizona | Remote Water Cooler Chiller | Filtration Sytem | FILTSYS | Filtrine | OCM-2-BWA | 41431
Phoenix Biomedical Campus
HSEB Building
2nd Floor
South Side
B208C
Arizona | Remote Water Cooler Chiller | Filtration Sytem | FILTSYS | Filtrine | OCM-2-BWA | 41432
Phoenix Biomedical Campus
HSEB Building
1st Floor
South Side
Men's Restroom C106
Arizona | Remote Water Cooler Chiller | Filtration Sytem | FILTSYS | Filtrine | OCM-2-BWA | 41433
Phoenix Biomedical Campus
HSEB Building
3rd Floor
South Side
C311
Arizona | Remote Water Cooler Chiller | Filtration Sytem | FILTSYS | Filtrine | OCM-2-BWA | 41434
Phoenix Biomedical Campus
HSEB Building
6th Floor
South Side
File Room C633
Arizona | Remote Water Cooler Chiller | Filtration Sytem | FILTSYS | Filtrine | OCM-2-BVA | 41390
Phoenix Biomedical Campus
HSEB Building
5th Floor
South Side
C528
Arizona | Remote Water Cooler Chiller | Filtration Sytem | FILTSYS | Filtrine | OCM-2-BVA | 41391
Phoenix Biomedical Campus
HSEB Building
4th Floor
South Side
C424
Arizona | Remote Water Cooler Chiller | Filtration Sytem | FILTSYS | Filtrine | ES-8-RFC-FS | 41355
Phoenix Biomedical Campus
HSEB Building
4th Floor
West Side
Janitor's Closet AC402B
Arizona | Remote Water Cooler Chiller | Filtration Sytem | FILTSYS | Filtrine | ES-8-RFC-FC | 41356
Phoenix Biomedical Campus
HSEB Building
4th Floor
West Side
Arizona | RO Water System Filters | Filtration Sytem | FILTSYS | Watts | Watts Pure Water Filter | 41358
Phoenix Biomedical Campus
HSEB Building
3rd Floor
West Side
Workroom A350
Arizona | RO Water System Filters | Filtration Sytem | FILTSYS | Watts | Watts Pure Water Filter | 41359
Phoenix Biomedical Campus
HSEB Building
4th Floor
North Side
Kitchen/ Workroom B407
Arizona | RO Water System Filters | Filtration Sytem | FILTSYS | Watts | Watts Pure Water Filter | 41360
Phoenix Biomedical Campus
HSEB Building
5th Floor
North Side
Kitchen B572
Arizona | RO Water System Filters | Filtration Sytem | FILTSYS | Watts | Watts Pure Water Filter | 41362
Phoenix Biomedical Campus
HSEB Building
6th Floor
North Side
Kitchen B626
Arizona | RO Water System Filters | Filtration Sytem | FILTSYS | Watts | Watts Pure Water Filter | 41363
Phoenix Biomedical Campus
HSEB Building
1st Floor
North Side
Student Lounge B101
Arizona | RO Water System Filters | Filtration Sytem | FILTSYS | Watts | Watts Pure Water Filter | 41357
Phoenix Biomedical Campus
HSEB Building
1st Floor
South Side
Cat. Kitchen C109
Arizona | RO Water System Filters | Filtration Sytem | FILTSYS | Watts | Watts Pure Water Filter | 41364
Phoenix Biomedical Campus
HSEB Building
2nd Floor
North Side
ADL Kitchen B213A
Arizona | RO Water System Filters | Filtration Sytem | FILTSYS | Watts | Watts Pure Water Filter | 41361
Phoenix Biomedical Campus
HSEB Building
5th Floor
North Side
Work room lounge area C530A
Arizona | Fan Coil Unit 10-B | Fan Coil Unit | FANCOIL | Trane | BCH036G1E0A2N03G | 41332
Phoenix Biomedical Campus
HSEB Building
7th Floor
West Side
Elevator Control Room A701
Arizona | Fan Coil Unit, FC-10A | Fan Coil Unit | FANCOIL |  |  | 41380
Phoenix Biomedical Campus
HSEB Building
2nd Floor
West Side
Elevator Pit A215
Arizona | Fan Coil Unit 47 | Fan Coil Unit | FANCOIL | Trane | BCH036G1E0A2N03G | 41451
Phoenix Biomedical Campus
HSEB Building
6th Floor
North Side
Server Room B613
Arizona | Fan Coil Unit, FC-5 | Fan Coil Unit | FANCOIL | Trane | BCHC072G | 40953
Phoenix Biomedical Campus
HSEB Building
Basement
West Side
Vivarium Shop A11
Arizona | Fan Coil Unit, FC-2 | Fan Coil Unit | FANCOIL | Trane | BCHC0772G | 40954
Phoenix Biomedical Campus
HSEB Building
Basement
West Side
Vivarium Mechanical Room (Shell) A12
Arizona | Fan Coil Unit, FC-1 | Fan Coil Unit | FANCOIL | Trane | BCHC053G | 40955
Phoenix Biomedical Campus
HSEB Building
Basement
West Side
Vivarium Mechanical Room (Shell) A12
Arizona | Fan Coil Unit, FC-14 | Fan Coil Unit | FANCOIL | Trane | BCHC054G | 40956
Phoenix Biomedical Campus
HSEB Building
Basement
West Side
Electrical Emergency Room A23
Arizona | Fan Coil Unit, FC-3 | Fan Coil Unit | FANCOIL | Trane | BCH036A | 40957
Phoenix Biomedical Campus
HSEB Building
Basement
West Side
Electrical Emergency Room A23
Arizona | Fan Coil Unit, FC-30 | Fan Coil Unit | FANCOIL | Trane | BCHC072G | 40958
Phoenix Biomedical Campus
HSEB Building
1st Floor
West Side
IDF Room A107
Arizona | Fan Coil Unit, FC-12 | Fan Coil Unit | FANCOIL | Trane | BCHC072G | 40940
Phoenix Biomedical Campus
HSEB Building
Basement
West Side
Arizona | Fan Coil Unit, FC-15 | Fan Coil Unit | FANCOIL | Trane | BCHC072G | 40925
Phoenix Biomedical Campus
HSEB Building
Basement
West Side
Arizona | Fan Coil Unit, FC-4 | Fan Coil Unit | FANCOIL | Trane | BCHC036A | 40920
Phoenix Biomedical Campus
HSEB Building
Basement
West Side
Storage A2
Arizona | Fan Coil Unit, FC-13 | Fan Coil Unit | FANCOIL | Trane | BCHC036A | 40921
Phoenix Biomedical Campus
HSEB Building
Basement
West Side
Storage A2
Arizona | Fan Coil Unit, FC-7 | Fan Coil Unit | FANCOIL | Trane | BCH072G | 40915
Phoenix Biomedical Campus
HSEB Building
Basement
West Side
Electrical Normal A9
Arizona | Fan Coil Unit, FC-8 | Fan Coil Unit | FANCOIL | Trane | BCH072G | 40916
Phoenix Biomedical Campus
HSEB Building
Basement
West Side
Electrical Normal A9
Arizona | Fan Coil Unit, FC-9 | Fan Coil Unit | FANCOIL | Trane | BCH072G | 409917
Phoenix Biomedical Campus
HSEB Building
Basement
West Side
Electrical Normal A9
Arizona | Fan Coil Unit, FC-11 | Fan Coil Unit | FANCOIL | Trane | BCH072G | 40918
Phoenix Biomedical Campus
HSEB Building
Basement
Fire Protection System
Arizona | Fan Coil Unit, FC-6 | Fan Coil Unit | FANCOIL | Trane | BCHC0726 | 40948
Phoenix Biomedical Campus
HSEB Building
Basement
West Side
Domestic Water/ Med Vac A10
Arizona | Fan Coil Unit, FC-32 | Fan Coil Unit | FANCOIL | Trane | BCHC072G | 40989
Phoenix Biomedical Campus
HSEB Building
2nd Floor
West Side
IDF Room A207
Arizona | Fan Coil Unit, FC-29 | Fan Coil Unit | FANCOIL | Trane | BCHC0726 | 40965
Phoenix Biomedical Campus
HSEB Building
1st Floor
West Side
IDF Room A102D
Arizona | Fan Coil Unit, FC-17 | Fan Coil Unit | FANCOIL | Trane | BCHC036A | 40982
Phoenix Biomedical Campus
HSEB Building
1st Floor
West Side
Janitor Closet A102B
Arizona | Fan Coil Unit, FC-19 | Fan Coil Unit | FANCOIL | Trane | BCHC036A | 40983
Phoenix Biomedical Campus
HSEB Building
2nd Floor
West Side
Janitor Closet A202B
Arizona | Fan Coil Unit, FC-31 | Fan Coil Unit | FANCOIL | Trane | BCHC072G | 40984
Phoenix Biomedical Campus
HSEB Building
2nd Floor
West Side
IDF Room A202D
Arizona | Fan Coil Unit, FC-22 | Fan Coil Unit | FANCOIL | Trane | BCHC036A1AE0 | 40693
Phoenix Biomedical Campus
HSEB Building
4th Floor
West Side
Corridor AC408
Arizona | Fan Coil Unit, FC-35 | Fan Coil Unit | FANCOIL | Trane | BCHC07262C0A | 40695
Phoenix Biomedical Campus
HSEB Building
4th Floor
West Side
IDF Room A407
Arizona | Fan Coil Unit, FC-36 | Fan Coil Unit | FANCOIL | Trane | BCH0726100A | 40696
Phoenix Biomedical Campus
HSEB Building
4th Floor
West Side
IDF Room A402D
Arizona | Fan Coil Unit, FC-23 | Fan Coil Unit | FANCOIL | Trane | BCH0726100A | 40697
Phoenix Biomedical Campus
HSEB Building
4th Floor
West Side
Janitor's Closet AC402B
Arizona | Fan Coil Unit, FC-38 | Fan Coil Unit | FANCOIL | Trane | BCH07261E0A | 40671
Phoenix Biomedical Campus
HSEB Building
5th Floor
West Side
IDF Room A502D
Arizona | Fan Coil Unit, FC-25 | Fan Coil Unit | FANCOIL | Trane | BCHC07261E6A | 40672
Phoenix Biomedical Campus
HSEB Building
5th Floor
West Side
Janitor Closet A502B
Arizona | Fan Coil Unit, FC-37 | Fan Coil Unit | FANCOIL | Trane | BCHC07261E6A | 40673
Phoenix Biomedical Campus
HSEB Building
5th Floor
West Side
IDF Room A507
Arizona | Fan Coil Unit, FC-24 | Fan Coil Unit | FANCOIL | Trane | BCH036A1E9A | 40674
Phoenix Biomedical Campus
HSEB Building
5th Floor
West Side
Corridor AC503
Arizona | Fan Coil Unit, FC-41 | Fan Coil Unit | FANCOIL | Trane | BCHC072G1E02A | 40667
Phoenix Biomedical Campus
HSEB Building
3rd Floor
South Side
C313
Arizona | Fan Coil Unit, FC-42 | Fan Coil Unit | FANCOIL | Trane | BCHC072G1E02A | 40668
Phoenix Biomedical Campus
HSEB Building
5th Floor
South Side
Shell Space C590
Arizona | Fan Coil Unit, FC-43 | Fan Coil Unit | FANCOIL | Trane | BCHC072G1E02A | 40669
Phoenix Biomedical Campus
HSEB Building
5th Floor
South Side
Shell Space C590
Arizona | Fan Coil Unit, FC-44 | Fan Coil Unit | FANCOIL | Trane | BCH0726100A | 40698
Phoenix Biomedical Campus
HSEB Building
4th Floor
South Side
Shell Space C490
Arizona | Fan Coil Unit, FC-46 | Fan Coil Unit | FANCOIL | Trane | BCH0726100A | 40700
Phoenix Biomedical Campus
HSEB Building
4th Floor
South Side
Shell Space C490
Arizona | Fan Coil Unit, FC-34 | Fan Coil Unit | FANCOIL | Trane | BCH0726100A | 40702
Phoenix Biomedical Campus
HSEB Building
3rd Floor
West Side
IDF Room A302D
Arizona | Fan Coil Unit, FC-21 | Fan Coil Unit | FANCOIL | Trane | BCH0726100A | 40703
Phoenix Biomedical Campus
HSEB Building
3rd Floor
West Side
Janitor Closet A302B
Arizona | Fan Coil Unit, FC-33 | Fan Coil Unit | FANCOIL | Trane | BCH0726100A | 40704
Phoenix Biomedical Campus
HSEB Building
3rd Floor
West Side
IDF Room A307
Arizona | Fan Coil Unit, FC-20 | Fan Coil Unit | FANCOIL | Trane | BCH0726100A | 40705
Phoenix Biomedical Campus
HSEB Building
3rd Floor
West Side
Electrical Room A308
Arizona | Fan Coil Unit, FC-39 | Fan Coil Unit | FANCOIL | Trane | BCHC07261E | 40663
Phoenix Biomedical Campus
HSEB Building
6th Floor
West Side
IDF Room A607
Arizona | Fan Coil Unit, FC-26 | Fan Coil Unit | FANCOIL | Trane | BCHC036A1EDA | 40664
Phoenix Biomedical Campus
HSEB Building
6th Floor
West Side
Corridor AC603
Arizona | Fan Coil Unit, FC-40 | Fan Coil Unit | FANCOIL | Trane | BCH702G1E0A | 40666
Phoenix Biomedical Campus
HSEB Building
6th Floor
West Side
IDF Room A602C
Arizona | Fan Coil Unit, FC-27 | Fan Coil Unit | FANCOIL | Trane |  | 40655
Phoenix Biomedical Campus
HSEB Building
7th Floor
West Side
Arizona | Fan Coil Unit, FC-16 | Fan Coil Unit | FANCOIL | Trane | BCHC036A | 40959
Phoenix Biomedical Campus
HSEB Building
1st Floor
West Side
Electrical Room A108
Arizona | Fan Coil Unit, FC-28 | Fan Coil Unit | FANCOIL | Trane | 8CH036G15EA | 40661
Phoenix Biomedical Campus
HSEB Building
7th Floor
West Side
Arizona | Fan Coil Unit, FC-18 | Fan Coil Unit | FANCOIL | Trane | BCHC036A | 40988
Phoenix Biomedical Campus
HSEB Building
2nd Floor
West Side
Electrical Room A208
Arizona | EWS B602 | Eye Wash Station | EYEWASHSTATION |  |  | 41052
Phoenix Biomedical Campus
HSEB Building
6th Floor
North Side
Corridor BC602
Arizona | EWS B602 | Eye Wash Station | EYEWASHSTATION |  |  | 41053
Phoenix Biomedical Campus
HSEB Building
6th Floor
North Side
Corridor BC602
Arizona | EWS B606 | Eye Wash Station | EYEWASHSTATION |  |  | 41239
Phoenix Biomedical Campus
HSEB Building
6th Floor
North Side
Corridor B606C
Arizona | EWS B610 | Eye Wash Station | EYEWASHSTATION |  |  | 41238
Phoenix Biomedical Campus
HSEB Building
6th Floor
North Side
Shell Space B610
Arizona | EWS A3 | Eye Wash Station | EYEWASHSTATION |  |  | 41241
Phoenix Biomedical Campus
HSEB Building
Basement
West Side
Arizona | EWS A702 | Eye Wash Station | EYEWASHSTATION |  |  | 41240
Phoenix Biomedical Campus
HSEB Building
7th Floor
West Side
Arizona | EWS | Eye Wash Station | EYEWASHSTATION |  |  | 41253
Phoenix Biomedical Campus
HSEB Building
Basement
West Side
Housekeeping Storage A22
Arizona | Eye Wash Station B208A | Eye Wash Station | EYEWASHSTATION |  |  | 41375
Phoenix Biomedical Campus
HSEB Building
2nd Floor
North Side
Prep Room B208A
Arizona | Eye Wash C202A | Eye Wash Station | EYEWASHSTATION | Bradley |  | 41369
Phoenix Biomedical Campus
HSEB Building
2nd Floor
South Side
Prep Room C202A
Arizona | Expansion Tank Domestic | Expansion Tank | EXPANSIONTANK | Amtrov | ST30V | 41411
Phoenix Biomedical Campus
HSEB Building
7th Floor
West Side
Arizona | Expansion Tank | Expansion Tank | EXPANSIONTANK | Bell & Gossett | B400 | 40654
Phoenix Biomedical Campus
HSEB Building
7th Floor
West Side
Arizona | Expansion Tank | Expansion Tank | EXPANSIONTANK | Amtrov | ST4506 | 40656
Phoenix Biomedical Campus
HSEB Building
7th Floor
West Side
Arizona | Expansion Tank | Expansion Tank | EXPANSIONTANK | Bell & Gossett | B400 | 40936
Phoenix Biomedical Campus
HSEB Building
Basement
West Side
Arizona | Expansion Tank | Expansion Tank | EXPANSIONTANK | Bell & Gossett | B400 | BSPB-2474
Phoenix Biomedical Campus
HSEB Building
Basement
West Side
Arizona | Exhaust Fan 7 | Exhaust Fan | EXHAUSTFAN | Greenhech | 15-B1SW-21-X-10-11 | 40634
Phoenix Biomedical Campus
HSEB Building
Roof
Arizona | Exhaust Fan 6 | Exhaust Fan | EXHAUSTFAN | Greenhech | 6-HB240 | 40627
Phoenix Biomedical Campus
HSEB Building
Roof
Arizona | Exhaust Fan 6A | Exhaust Fan | EXHAUSTFAN | Greenhech | 6-HB240 | 40628
Phoenix Biomedical Campus
HSEB Building
Roof
Arizona | Exhaust Fan 6B | Exhaust Fan | EXHAUSTFAN | Greenhech | 6-HB240 | 40629
Phoenix Biomedical Campus
HSEB Building
Roof
Arizona | Exhaust Fan 5 | Exhaust Fan | EXHAUSTFAN | Greenhech | SWB-216-20-CW-UB-K | 40630
Phoenix Biomedical Campus
HSEB Building
Roof
Arizona | Exhaust Fan 5A | Exhaust Fan | EXHAUSTFAN | Greenhech | CUBE-095-4-X | 40631
Phoenix Biomedical Campus
HSEB Building
Roof
Arizona | Exhaust Fan BSE-2 | Exhaust Fan | EXHAUSTFAN | Greenhech | 16-BISW-21-X-10-11 | 40640
Phoenix Biomedical Campus
HSEB Building
Roof
Arizona | Exhaust Fan BSE-1 | Exhaust Fan | EXHAUSTFAN | Greenhech | 16-BISW-21-X-10-11 | 40641
Phoenix Biomedical Campus
HSEB Building
Roof
Arizona | Exhaust Fan VGE-2 | Exhaust Fan | EXHAUSTFAN | Greenhech | QEI-33-11-400-X | 40636
Phoenix Biomedical Campus
HSEB Building
Roof
Arizona | Exhaust Fan VGE-1 | Exhaust Fan | EXHAUSTFAN | Greenhech | QEI-33-11-400-X | 40637
Phoenix Biomedical Campus
HSEB Building
Roof
Arizona | Exhaust Fan 1 | Exhaust Fan | EXHAUSTFAN | Greenhech | SWD-327-75-CW-UB | 40642
Phoenix Biomedical Campus
HSEB Building
Roof
Arizona | Exhaust Fan 2 | Exhaust Fan | EXHAUSTFAN | Greenhech | SWB-327-75-CW-UB-X | 40643
Phoenix Biomedical Campus
HSEB Building
Roof
Arizona | Exhaust Fan 3 | Exhaust Fan | EXHAUSTFAN | Greenhech | SWB-224-50-CW-UB-X | 40644
Phoenix Biomedical Campus
HSEB Building
Roof
Arizona | Exhaust Fan 3A | Exhaust Fan | EXHAUSTFAN | Greenhech | SWB-212-20-CW-UIB-X | 40645
Phoenix Biomedical Campus
HSEB Building
Roof
Arizona | Exhaust Fan 4 | Exhaust Fan | EXHAUSTFAN | Greenhech | 8SQ-80-7-X | 41450
Phoenix Biomedical Campus
HSEB Building
2nd Floor
North Side
Prep Room B208B
Arizona | Emergency Spill Kit | Equipment | EQUIPMENT |  |  | 41333
Phoenix Biomedical Campus
HSEB Building
Exterior
Arizona | Elevator P1 | Elevator | ELEVATOR |  |  | CC-1882
Phoenix Biomedical Campus
Cancer Center
6th Floor
Building Support
6001 Elevator Control Room
Arizona | Elevator P2 | Elevator | ELEVATOR |  |  | CC-1881
Phoenix Biomedical Campus
Cancer Center
6th Floor
Building Support
6001 Elevator Control Room
Arizona | Elevator P3 | Elevator | ELEVATOR |  |  | CC-1880
Phoenix Biomedical Campus
Cancer Center
6th Floor
Building Support
6001 Elevator Control Room
Arizona | Elevator S1 | Elevator | ELEVATOR |  |  | CC-1879
Phoenix Biomedical Campus
Cancer Center
6th Floor
Building Support
6001 Elevator Control Room
Arizona | Elevator S2 | Elevator | ELEVATOR |  |  | CC-1878
Phoenix Biomedical Campus
Cancer Center
6th Floor
Building Support
6001 Elevator Control Room
Arizona | Elevator 1 | Elevator | ELEVATOR |  |  | 41464
Phoenix Biomedical Campus
HSEB Building
Arizona | Elevator 2 | Elevator | ELEVATOR |  |  | 41463
Phoenix Biomedical Campus
HSEB Building
Arizona | Elevator 3 | Elevator | ELEVATOR |  |  | 41462
Phoenix Biomedical Campus
HSEB Building
Arizona | Elevator 4 | Elevator | ELEVATOR |  |  | 41461
Phoenix Biomedical Campus
HSEB Building
Arizona | Elevator 5 | Elevator | ELEVATOR |  |  | 41460
Phoenix Biomedical Campus
HSEB Building
Arizona | Outside SES | Electrical Switchboard | ELECTRICALSWITCHBOARD | Siemens | Siemens | 41494
Phoenix Biomedical Campus
HSEB Building
Exterior
Arizona | Electrical Panel Transfer Switch | Electrical Panel | EPANEL | Siemens | Asco 7000 | BSPB-2468
Phoenix Biomedical Campus
HSEB Building
Basement
West Side
Arizona | Electrical Panel B-SB-HDP2 | Electrical Panel | EPANEL | Siemens | P1 | BSPB-2469
Phoenix Biomedical Campus
HSEB Building
Basement
West Side
Arizona | Electrical Panel# 1NLPA6 | Electrical Panel | EPANEL | Siemens | P2 | 40870
Phoenix Biomedical Campus
HSEB Building
1st Floor
West Side
Electrical Room A108
Arizona | Electrical Panel# 1NLPA5 | Electrical Panel | EPANEL | Siemens | P2 | 40869
Phoenix Biomedical Campus
HSEB Building
1st Floor
West Side
Electrical Room A108
Arizona | Electrical Panel# 1NLPA4 | Electrical Panel | EPANEL | Siemens | P2 | 40868
Phoenix Biomedical Campus
HSEB Building
1st Floor
West Side
Electrical Room A108
Arizona | Electrical Panel# 1NLPA3 | Electrical Panel | EPANEL | Siemens | P2 | 40867
Phoenix Biomedical Campus
HSEB Building
1st Floor
West Side
Electrical Room A108
Arizona | Electrical Panel# 1NLPA2 | Electrical Panel | EPANEL | Siemens | P2 | 40866
Phoenix Biomedical Campus
HSEB Building
1st Floor
West Side
Electrical Room A108
Arizona | Electrical Panel# 1NLPA1 | Electrical Panel | EPANEL | Siemens | P2 | 40865
Phoenix Biomedical Campus
HSEB Building
1st Floor
West Side
Electrical Room A108
Arizona | Electrical Panel, B0SHP1 | Electrical Panel | EPANEL | Siemens | P2 | 40902
Phoenix Biomedical Campus
HSEB Building
Basement
West Side
Electrical Emergency Room A23
Arizona | Electrical Panel, B0SLP1 | Electrical Panel | EPANEL | Siemens | P2 | 40901
Phoenix Biomedical Campus
HSEB Building
Basement
West Side
Electrical Emergency Room A23
Arizona | Electrical Panel, B0SHP2 | Electrical Panel | EPANEL | Siemens | P2 | 40900
Phoenix Biomedical Campus
HSEB Building
Basement
West Side
Electrical Emergency Room A23
Arizona | Electrical Panel, ATS-EM1 | Electrical Panel | EPANEL | Russ Electric | RTBDNB-6004CEF | 40899
Phoenix Biomedical Campus
HSEB Building
Basement
West Side
Electrical Emergency Room A23
Arizona | Electrical Panel, ATS-SB1 | Electrical Panel | EPANEL | Russ Electric | RTBDNB-6004CEF | 40898
Phoenix Biomedical Campus
HSEB Building
Basement
West Side
Electrical Emergency Room A23
Arizona | Electrical Panel, B-EM-HDP1 | Electrical Panel | EPANEL | Siemens | P5 | 40897
Phoenix Biomedical Campus
HSEB Building
Basement
West Side
Electrical Emergency Room A23
Arizona | Electrical Panel, B-SB-HDP1 | Electrical Panel | EPANEL | Siemens | P5 | 40896
Phoenix Biomedical Campus
HSEB Building
Basement
West Side
Electrical Emergency Room A23
Arizona | Electrical Panel, B-0S-LDP1 | Electrical Panel | EPANEL | Siemens | P5 | 40895
Phoenix Biomedical Campus
HSEB Building
Basement
West Side
Electrical Emergency Room A23
Arizona | Electrical Panel, B-0S-HDP1 | Electrical Panel | EPANEL | Siemens | P5 | 40894
Phoenix Biomedical Campus
HSEB Building
Basement
West Side
Electrical Emergency Room A23
Arizona | Electrical Panel, BNHP2 | Electrical Panel | EPANEL | Siemens | P2 | 40893
Phoenix Biomedical Campus
HSEB Building
Basement
West Side
Electrical Normal A9
Arizona | Electrical Panel 5NLPA5 | Electrical Panel | EPANEL | Siemens | P2 | 40723
Phoenix Biomedical Campus
HSEB Building
5th Floor
West Side
Electrical Room A508
Arizona | Electrical Panel 5NLPA4 | Electrical Panel | EPANEL | Siemens | P2 | 40724
Phoenix Biomedical Campus
HSEB Building
5th Floor
West Side
Electrical Room A508
Arizona | Electrical Panel 5NLPA3 | Electrical Panel | EPANEL | Siemens | P2 | 40725
Phoenix Biomedical Campus
HSEB Building
5th Floor
West Side
Electrical Room A508
Arizona | Electrical Panel 5NLPA2 | Electrical Panel | EPANEL | Siemens | P2 | 40726
Phoenix Biomedical Campus
HSEB Building
5th Floor
West Side
Electrical Room A508
Arizona | Electrical Panel 5NLPA1 | Electrical Panel | EPANEL | Siemens | P2 | 40727
Phoenix Biomedical Campus
HSEB Building
5th Floor
West Side
Electrical Room A508
Arizona | Electrical Panel 5NHPAL | Electrical Panel | EPANEL | Siemens | P2 | 40728
Phoenix Biomedical Campus
HSEB Building
5th Floor
West Side
Electrical Room A508
Arizona | Electrical Panel# 1NHPA1 | Electrical Panel | EPANEL | Siemens | P2 | 40863
Phoenix Biomedical Campus
HSEB Building
1st Floor
West Side
Electrical Room A108
Arizona | Electrical Panel# 1LDPA2 | Electrical Panel | EPANEL | Lutron | CG-P4-277FTML-CGP1966 | 40872
Phoenix Biomedical Campus
HSEB Building
1st Floor
West Side
Electrical Room A108
Arizona | Electrical Panel# 1-N-LDPA | Electrical Panel | EPANEL | Siemens | P5 | 40861
Phoenix Biomedical Campus
HSEB Building
1st Floor
West Side
Electrical Room A108
Arizona | Electrical Panel# 1EMHP1 | Electrical Panel | EPANEL | Siemens | P4 | 40860
Phoenix Biomedical Campus
HSEB Building
1st Floor
West Side
Electrical Room A108
Arizona | Electrical Panel, BSBHP1 | Electrical Panel | EPANEL | Siemens | P2 | 40914
Phoenix Biomedical Campus
HSEB Building
Basement
West Side
Electrical Emergency Room A23
Arizona | Electrical Panel, BEMLP1 | Electrical Panel | EPANEL | Siemens | P2 | 40913
Phoenix Biomedical Campus
HSEB Building
Basement
West Side
Electrical Emergency Room A23
Arizona | Electrical Panel, Elevator Load Center | Electrical Panel | EPANEL | Generac | P2 | 40912
Phoenix Biomedical Campus
HSEB Building
Basement
West Side
Electrical Emergency Room A23
Arizona | Electrical Panel, BNLP1 | Electrical Panel | EPANEL | Siemens | P2 | 40892
Phoenix Biomedical Campus
HSEB Building
Basement
West Side
Electrical Normal A9
Arizona | Electrical Panel 5-N-LDPA | Electrical Panel | EPANEL | Siemens | P4 | 40730
Phoenix Biomedical Campus
HSEB Building
5th Floor
West Side
Electrical Room A508
Arizona | Electrical Panel 5ULP1 | Electrical Panel | EPANEL | Siemens | P2 | 40731
Phoenix Biomedical Campus
HSEB Building
5th Floor
West Side
IDF Room A502D
Arizona | Electrical Panel 5-MBP | Electrical Panel | EPANEL | Eaton Cutler Hammer | PRL38 | 40732
Phoenix Biomedical Campus
HSEB Building
5th Floor
West Side
IDF Room A502D
Arizona | Electrical Panel, B-E-HDB | Electrical Panel | EPANEL | Siemens | I-Line | 40908
Phoenix Biomedical Campus
HSEB Building
Basement
West Side
Electrical Emergency Room A23
Arizona | Electrical Panel,6NLPA8 | Electrical Panel | EPANEL | Siemens | P2 | 40710
Phoenix Biomedical Campus
HSEB Building
6th Floor
West Side
Electrical Room A608
Arizona | Electrical Panel, 6NLPA7 | Electrical Panel | EPANEL | Siemens | P2 | 40711
Phoenix Biomedical Campus
HSEB Building
6th Floor
West Side
Electrical Room A608
Arizona | Electrical Panel, 1VLP1 | Electrical Panel | EPANEL | Siemens | P2 | 40886
Phoenix Biomedical Campus
HSEB Building
1st Floor
West Side
IDF Room A102D
Arizona | Electrical Panel, 6NLPA6 | Electrical Panel | EPANEL | Siemens | P2 | 40712
Phoenix Biomedical Campus
HSEB Building
6th Floor
West Side
Electrical Room A608
Arizona | Electrical Panel, 1NLPB6 | Electrical Panel | EPANEL | Siemens | P2 | 40885
Phoenix Biomedical Campus
HSEB Building
1st Floor
West Side
Electrical Room A102C
Arizona | Electrical Panel 6NLPAS | Electrical Panel | EPANEL | Siemens | P2 | 40713
Phoenix Biomedical Campus
HSEB Building
6th Floor
West Side
Electrical Room A608
Arizona | Electrical Panel 6NLPA4 | Electrical Panel | EPANEL | Siemens | P2 | 40714
Phoenix Biomedical Campus
HSEB Building
6th Floor
West Side
Electrical Room A608
Arizona | Electrical Panel, 1NLPB4 | Electrical Panel | EPANEL | Siemens | P2 | 40883
Phoenix Biomedical Campus
HSEB Building
1st Floor
West Side
Electrical Room A102C
Arizona | Electrical Panel 6NLPA3 | Electrical Panel | EPANEL | Siemens | P2 | 40715
Phoenix Biomedical Campus
HSEB Building
6th Floor
West Side
Electrical Room A608
Arizona | Electrical Panel 6NLPA2 | Electrical Panel | EPANEL | Siemens | P2 | 40716
Phoenix Biomedical Campus
HSEB Building
6th Floor
West Side
Electrical Room A608
Arizona | Electrical Panel 6NLPA1 | Electrical Panel | EPANEL | Siemens | P2 | 40717
Phoenix Biomedical Campus
HSEB Building
6th Floor
West Side
Electrical Room A608
Arizona | Electrical Panel 6NHP1A | Electrical Panel | EPANEL | Siemens | P2 | 40718
Phoenix Biomedical Campus
HSEB Building
6th Floor
West Side
Electrical Room A608
Arizona | Electrical Panel, 1NLPB3 | Electrical Panel | EPANEL | Siemens | P2 | 40882
Phoenix Biomedical Campus
HSEB Building
1st Floor
West Side
Electrical Room A102C
Arizona | Electrical Panel, 1NLPB2 | Electrical Panel | EPANEL | Siemens | P2 | 40881
Phoenix Biomedical Campus
HSEB Building
1st Floor
West Side
Electrical Room A102C
Arizona | Electrical Panel, 1NLPB1 | Electrical Panel | EPANEL | Siemens | P2 | 40880
Phoenix Biomedical Campus
HSEB Building
1st Floor
West Side
Electrical Room A102C
Arizona | Electrical Panel, 1NPB1 | Electrical Panel | EPANEL | Siemens | P2 | 40879
Phoenix Biomedical Campus
HSEB Building
1st Floor
West Side
Electrical Room A102C
Arizona | Electrical Panel, 1NLPB5 | Electrical Panel | EPANEL | Siemens | P2 | 40884
Phoenix Biomedical Campus
HSEB Building
1st Floor
West Side
Electrical Room A102C
Arizona | Electrical Panel, 7NHP1 | Electrical Panel | EPANEL | Siemens | P2 | 40688
Phoenix Biomedical Campus
HSEB Building
7th Floor
West Side
Arizona | Electrical Panel, 70SHP1 | Electrical Panel | EPANEL | Siemens | P2 | 40689
Phoenix Biomedical Campus
HSEB Building
7th Floor
West Side
Arizona | Electrical Panel, 7-N-HDP | Electrical Panel | EPANEL | Siemens | P5 | 40690
Phoenix Biomedical Campus
HSEB Building
7th Floor
West Side
Arizona | Electrical Panel, ATS-0S1 | Electrical Panel | EPANEL | Russ Electric | RMTD-8004CEF | 40906
Phoenix Biomedical Campus
HSEB Building
Basement
West Side
Electrical Emergency Room A23
Arizona | Electrical Panel, 7NLP1 | Electrical Panel | EPANEL | Siemens | P2 | 40687
Phoenix Biomedical Campus
HSEB Building
7th Floor
West Side
Arizona | Electrical Panel, 2MBP | Electrical Panel | EPANEL | Siemens |  | 40986
Phoenix Biomedical Campus
HSEB Building
2nd Floor
West Side
IDF Room A202D
Arizona | Electrical Panel, 2UPLP1 | Electrical Panel | EPANEL | Siemens | 26600 | 40987
Phoenix Biomedical Campus
HSEB Building
2nd Floor
West Side
IDF Room A202D
Arizona | Electrical Panel, 2-N-LDPB | Electrical Panel | EPANEL | Siemens | P4C90L7500FBS | 40973
Phoenix Biomedical Campus
HSEB Building
1st Floor
West Side
Electrical Room A102C
Arizona | Electrical Panel, 2NLPA5 | Electrical Panel | EPANEL | Siemens | P2C42ML250FBS | 40995
Phoenix Biomedical Campus
HSEB Building
2nd Floor
West Side
Electrical Room A208
Arizona | Electrical Panel, 2NLPA4 | Electrical Panel | EPANEL | Siemens | P2C42ML250FBS | 40996
Phoenix Biomedical Campus
HSEB Building
2nd Floor
West Side
Electrical Room A208
Arizona | Electrical Panel, 2NLPA3 | Electrical Panel | EPANEL | Siemens | P2C42ML250FBS | 40997
Phoenix Biomedical Campus
HSEB Building
2nd Floor
West Side
Electrical Room A208
Arizona | Electrical Panel, 2NLPA2 | Electrical Panel | EPANEL | Siemens | P2C42ML250FBS | 40998
Phoenix Biomedical Campus
HSEB Building
2nd Floor
West Side
Electrical Room A208
Arizona | Electrical Panel, 2NLPA1 | Electrical Panel | EPANEL | Siemens | P2C42ML250FBS | 40999
Phoenix Biomedical Campus
HSEB Building
2nd Floor
West Side
Electrical Room A208
Arizona | Electrical Panel, 2NHPA1 | Electrical Panel | EPANEL | Siemens | P2C42ML250FBS | 40859
Phoenix Biomedical Campus
HSEB Building
2nd Floor
West Side
Electrical Room A208
Arizona | Electrical Panel, 3NLDA | Electrical Panel | EPANEL | Siemens | PSC90L7500FBS | 40981
Phoenix Biomedical Campus
HSEB Building
2nd Floor
West Side
Electrical Room A208
Arizona | Electrical Panel, 2NHDPA | Electrical Panel | EPANEL | Siemens | P4E90J7400FBS | 40980
Phoenix Biomedical Campus
HSEB Building
2nd Floor
West Side
Electrical Room A208
Arizona | Electrical Panel, 2NLPB5 | Electrical Panel | EPANEL | Siemens | P2C42ML250FBS | 40966
Phoenix Biomedical Campus
HSEB Building
2nd Floor
West Side
Electrical Room A202C
Arizona | Electrical Panel, 2NLPB4 | Electrical Panel | EPANEL | Siemens | P2C42ML250FBS | 40967
Phoenix Biomedical Campus
HSEB Building
2nd Floor
West Side
Electrical Room A202C
Arizona | Electrical Panel, 2NLPB3 | Electrical Panel | EPANEL | Siemens | P2C42ML250FBS | 40968
Phoenix Biomedical Campus
HSEB Building
2nd Floor
West Side
Electrical Room A202C
Arizona | Electrical Panel, 2NLPB2 | Electrical Panel | EPANEL | Siemens | P2C42ML250FBS | 40969
Phoenix Biomedical Campus
HSEB Building
2nd Floor
West Side
Electrical Room A202C
Arizona | Electrical Panel, 2NLPB1 | Electrical Panel | EPANEL | Siemens | P2C42ML250BS | 40970
Phoenix Biomedical Campus
HSEB Building
2nd Floor
West Side
Electrical Room A202C
Arizona | Electrical Panel, 2NHPB1 | Electrical Panel | EPANEL | Siemens | P2E42ML250BS | 40971
Phoenix Biomedical Campus
HSEB Building
2nd Floor
West Side
Electrical Room A202C
Arizona | Electrical Panel 5NLPBS | Electrical Panel | EPANEL | Siemens | P2 | 40734
Phoenix Biomedical Campus
HSEB Building
5th Floor
West Side
Electrical Room A502C
Arizona | Electrical Panel 6NLPA9 | Electrical Panel | EPANEL | Siemens | P2 | 40719
Phoenix Biomedical Campus
HSEB Building
6th Floor
West Side
Electrical Room A608
Arizona | Electrical Panel 60SLP1 | Electrical Panel | EPANEL | Siemens | P2 | 40720
Phoenix Biomedical Campus
HSEB Building
6th Floor
West Side
Electrical Room A608
Arizona | Electrical Panel 6-N-LDPA | Electrical Panel | EPANEL | Siemens | P5 | 40721
Phoenix Biomedical Campus
HSEB Building
6th Floor
West Side
Electrical Room A608
Arizona | Electrical Panel, T-1-N-LDPB | Electrical Panel | EPANEL | Siemens | 36K | 40878
Phoenix Biomedical Campus
HSEB Building
1st Floor
West Side
Electrical Room A102C
Arizona | Electrical Panel 5-N-LDPB | Electrical Panel | EPANEL | Siemens | P4 | 40741
Phoenix Biomedical Campus
HSEB Building
5th Floor
West Side
Electrical Room A502C
Arizona | Electrical Panel, USUB-HSEB-1 | Electrical Panel | EPANEL | Siemens | N/A | 40888
Phoenix Biomedical Campus
HSEB Building
Basement
West Side
Electrical Normal A9
Arizona | Electrical Panel 6ULP2 | Electrical Panel | EPANEL | Siemens | P2 | 40707
Phoenix Biomedical Campus
HSEB Building
6th Floor
West Side
IDF Room A602C
Arizona | Electrical Panel 6-MBP | Electrical Panel | EPANEL | Eaton Cutler Hammer | PRL38 | 40708
Phoenix Biomedical Campus
HSEB Building
6th Floor
West Side
IDF Room A602C
Arizona | Electrical Panel, 1-MBP | Electrical Panel | EPANEL | Siemens | PRL3A | 40887
Phoenix Biomedical Campus
HSEB Building
1st Floor
West Side
IDF Room A102D
Arizona | Electrical Panel 5NLPB4 | Electrical Panel | EPANEL | Siemens | P2 | 40735
Phoenix Biomedical Campus
HSEB Building
5th Floor
West Side
Electrical Room A502C
Arizona | Electrical Panel 5NLPB3 | Electrical Panel | EPANEL | Siemens | P2 | 40736
Phoenix Biomedical Campus
HSEB Building
5th Floor
West Side
Electrical Room A502C
Arizona | Electrical Panel 5NLPB2 | Electrical Panel | EPANEL | Siemens | P2 | 40737
Phoenix Biomedical Campus
HSEB Building
5th Floor
West Side
Electrical Room A502C
Arizona | Electrical Panel, BNHP1 | Electrical Panel | EPANEL | Siemens | P2 | 40890
Phoenix Biomedical Campus
HSEB Building
Basement
West Side
Electrical Normal A9
Arizona | Electrical Panel 5NLPB1 | Electrical Panel | EPANEL | Siemens | P2 | 40738
Phoenix Biomedical Campus
HSEB Building
5th Floor
West Side
Electrical Room A502C
Arizona | Electrical Panel 5NHPB1 | Electrical Panel | EPANEL | Siemens | P2 | 40739
Phoenix Biomedical Campus
HSEB Building
5th Floor
West Side
Electrical Room A502C
Arizona | Electrical Panel, B-N-HDB | Electrical Panel | EPANEL | Siemens | P2 | 40889
Phoenix Biomedical Campus
HSEB Building
Basement
West Side
Electrical Normal A9
Arizona | Electrical Panel, 3NLPAS | Electrical Panel | EPANEL | Siemens | 3003200538 | 40974
Phoenix Biomedical Campus
HSEB Building
3rd Floor
West Side
Electrical Room A308
Arizona | Electrical Panel, 3NLPA4 | Electrical Panel | EPANEL | Siemens | 3003200538 | 41000
Phoenix Biomedical Campus
HSEB Building
3rd Floor
West Side
Electrical Room A308
Arizona | Electrical Panel,3NLPA3 | Electrical Panel | EPANEL | Siemens | 3003200538 | 41001
Phoenix Biomedical Campus
HSEB Building
3rd Floor
West Side
Electrical Room A308
Arizona | Electrical Panel, 3NLPA2 | Electrical Panel | EPANEL | Siemens | 3003200538 | 41002
Phoenix Biomedical Campus
HSEB Building
3rd Floor
West Side
Electrical Room A308
Arizona | Electrical Panel, 3NLPA1 | Electrical Panel | EPANEL | Siemens | 3003200538 | 41003
Phoenix Biomedical Campus
HSEB Building
3rd Floor
West Side
Electrical Room A308
Arizona | Electrical Panel, 3NHPA1 | Electrical Panel | EPANEL | Siemens | 3003200538 | 41004
Phoenix Biomedical Campus
HSEB Building
3rd Floor
West Side
Electrical Room A308
Arizona | Electrical Panel, 3NLPB5 | Electrical Panel | EPANEL | Siemens | 3003200538 | 40749
Phoenix Biomedical Campus
HSEB Building
3rd Floor
West Side
Electrical Room A302C
Arizona | Electrical Panel, 3NLPB4 | Electrical Panel | EPANEL | Siemens | 3003200538 | 40748
Phoenix Biomedical Campus
HSEB Building
3rd Floor
West Side
Electrical Room A302C
Arizona | Electrical Panel, 3NLPB3 | Electrical Panel | EPANEL | Siemens | 3003200538 | 40747
Phoenix Biomedical Campus
HSEB Building
3rd Floor
West Side
Electrical Room A302C
Arizona | Electrical Panel,3NLPB2 | Electrical Panel | EPANEL | Siemens | 3003200538 | 40746
Phoenix Biomedical Campus
HSEB Building
3rd Floor
West Side
Electrical Room A302C
Arizona | Electrical Panel, 3NHPB1 | Electrical Panel | EPANEL | Siemens | 3003200538 | 40744
Phoenix Biomedical Campus
HSEB Building
3rd Floor
West Side
Electrical Room A302C
Arizona | Electrical Panel,. 3NLPB1 | Electrical Panel | EPANEL | Siemens | 3003200538 | 40745
Phoenix Biomedical Campus
HSEB Building
3rd Floor
West Side
Electrical Room A302C
Arizona | Electrical Panel, T-3-N-LDPB | Electrical Panel | EPANEL | Siemens | 3003200538 | 40978
Phoenix Biomedical Campus
HSEB Building
3rd Floor
West Side
Electrical Room A302C
Arizona | Electrical Panel,3NHPB1 | Electrical Panel | EPANEL | Siemens | 3003200538 | 40979
Phoenix Biomedical Campus
HSEB Building
3rd Floor
West Side
Electrical Room A302C
Arizona | Electrical Panel, 3-N-LDPB | Electrical Panel | EPANEL | Siemens | 3003200538 | 40976
Phoenix Biomedical Campus
HSEB Building
3rd Floor
West Side
Electrical Room A302C
Arizona | Electrical Panel,3-N-HDPB | Electrical Panel | EPANEL | Siemens | 3003200538 | 40975
Phoenix Biomedical Campus
HSEB Building
3rd Floor
West Side
Electrical Room A302C
Arizona | Electrical Panel, 4NLPA5 | Electrical Panel | EPANEL | Siemens | 3003200538 | 41020
Phoenix Biomedical Campus
HSEB Building
4th Floor
West Side
Electrical Room A408
Arizona | Electrical Panel, 4NLPA4 | Electrical Panel | EPANEL | Siemens | 3003200538 | 41021
Phoenix Biomedical Campus
HSEB Building
4th Floor
West Side
Electrical Room A408
Arizona | Electrical Panel,4NLPA3 | Electrical Panel | EPANEL | Siemens | 3003200538 | 41022
Phoenix Biomedical Campus
HSEB Building
4th Floor
West Side
Electrical Room A408
Arizona | Electrical Panel,4NLPA2 | Electrical Panel | EPANEL | Siemens | 3003200538 | 41023
Phoenix Biomedical Campus
HSEB Building
4th Floor
West Side
Electrical Room A408
Arizona | Electrical Panel, 4NLPA1 | Electrical Panel | EPANEL | Siemens | 3003200538 | 41025
Phoenix Biomedical Campus
HSEB Building
4th Floor
West Side
Electrical Room A408
Arizona | Electrical Panel, 4-N-LDPB | Electrical Panel | EPANEL |  | 3003200538 | 41018
Phoenix Biomedical Campus
HSEB Building
4th Floor
West Side
Electrical Room A402C
Arizona | Electrical Panel, 3-N-LDPA | Electrical Panel | EPANEL | Siemens | 3003601826 | 41006
Phoenix Biomedical Campus
HSEB Building
3rd Floor
West Side
Electrical Room A308
Arizona | Electrical Panel, 4NLPB5 | Electrical Panel | EPANEL | Siemens | 3003200538 | 41010
Phoenix Biomedical Campus
HSEB Building
4th Floor
West Side
Electrical Room A402C
Arizona | Electrical Panel, 4NLPB4 | Electrical Panel | EPANEL | Siemens | 3003200538 | 41011
Phoenix Biomedical Campus
HSEB Building
4th Floor
West Side
Electrical Room A402C
Arizona | Electrical Panel, 4NLPB3 | Electrical Panel | EPANEL | Siemens | 3003200538 | 41012
Phoenix Biomedical Campus
HSEB Building
4th Floor
West Side
Electrical Room A402C
Arizona | Electrical Panel,4NLPB2 | Electrical Panel | EPANEL | Siemens | 3003200538 | 41013
Phoenix Biomedical Campus
HSEB Building
4th Floor
West Side
Electrical Room A402C
Arizona | Electrical Panel, 4NLPB1 | Electrical Panel | EPANEL | Siemens | 3003200538 | 41014
Phoenix Biomedical Campus
HSEB Building
4th Floor
West Side
Electrical Room A402C
Arizona | Electrical Panel, 4NHPB1 | Electrical Panel | EPANEL | Siemens | 3003200538 | 41016
Phoenix Biomedical Campus
HSEB Building
4th Floor
West Side
Electrical Room A402C
Arizona | Electrical Panel, 4-N-LDPA | Electrical Panel | EPANEL | Siemens | 3003200538 | 41028
Phoenix Biomedical Campus
HSEB Building
4th Floor
West Side
Electrical Room A408
Arizona | Electrical Panel, 4EMLP1 | Electrical Panel | EPANEL | Siemens | 3003200538 | 41029
Phoenix Biomedical Campus
HSEB Building
4th Floor
West Side
Electrical Room A408
Arizona | Electrical Panel, 4EMHP1 | Electrical Panel | EPANEL | Siemens | 3003200538 | 41030
Phoenix Biomedical Campus
HSEB Building
4th Floor
West Side
Electrical Room A408
Arizona | Electrical Panel, 4NHPA1 | Electrical Panel | EPANEL | Siemens | 3003200538 | 41026
Phoenix Biomedical Campus
HSEB Building
4th Floor
West Side
Electrical Room A408
Arizona | Electrical Panel, BVEMHP1 | Electrical Panel | EPANEL | Siemens | 3003842187 | 41111
Phoenix Biomedical Campus
HSEB Building
Basement
West Side
Electrical Emergency Room A23
Arizona | Electrical Panel, BVOSHP1 | Electrical Panel | EPANEL | Siemens | 3003842187 | 41108
Phoenix Biomedical Campus
HSEB Building
Basement
West Side
Electrical Emergency Room A23
Arizona | Electrical Panel, BVOSHP2 | Electrical Panel | EPANEL | Siemens | 3003842187 | 41109
Phoenix Biomedical Campus
HSEB Building
Basement
West Side
Electrical Emergency Room A23
Arizona | Electrical Panel, BVOSLP1 | Electrical Panel | EPANEL | Siemens | 3003842187 | 41116
Phoenix Biomedical Campus
HSEB Building
Basement
West Side
Electrical Emergency Room A23
Arizona | Electrical Panel, BVOSLP2 | Electrical Panel | EPANEL | Siemens | 3003842187 | 41115
Phoenix Biomedical Campus
HSEB Building
Basement
West Side
Electrical Emergency Room A23
Arizona | Electrical Panel, BVOSLP3 | Electrical Panel | EPANEL | Siemens | 3003842187 | 41114
Phoenix Biomedical Campus
HSEB Building
Basement
West Side
Electrical Emergency Room A23
Arizona | Electrical Panel, BVOSLP4 | Electrical Panel | EPANEL | Siemens | 3003842187 | 41113
Phoenix Biomedical Campus
HSEB Building
Basement
West Side
Electrical Emergency Room A23
Arizona | Electrical Panel, BVSBHP1 | Electrical Panel | EPANEL | Siemens | 3003842187 | 41112
Phoenix Biomedical Campus
HSEB Building
Basement
West Side
Electrical Emergency Room A23
Arizona | Electrical Panel, BV-OS-LDP | Electrical Panel | EPANEL | Siemens | 3003842187 | 41110
Phoenix Biomedical Campus
HSEB Building
Basement
West Side
Electrical Emergency Room A23
Arizona | Electrical Panel, BVOSHDP | Electrical Panel | EPANEL | Siemens | P2 | 41406
Phoenix Biomedical Campus
HSEB Building
Basement
West Side
Electrical Emergency Room A23
Arizona | Electrical Panel, BVNHDP | Electrical Panel | EPANEL | Siemens | P2 | 41393
Phoenix Biomedical Campus
HSEB Building
Basement
West Side
Electrical Normal A9
Arizona | Electrical Panel, BVNHP1 | Electrical Panel | EPANEL | Siemens | P2 | 41394
Phoenix Biomedical Campus
HSEB Building
Basement
West Side
Electrical Normal A9
Arizona | Electrical Panel, BVNLDP | Electrical Panel | EPANEL | Siemens | P2 | 41395
Phoenix Biomedical Campus
HSEB Building
Basement
West Side
Electrical Normal A9
Arizona | Electrical Panel, 70SHP2 | Electrical Panel | EPANEL | Siemens | P2 | 41412
Phoenix Biomedical Campus
HSEB Building
7th Floor
West Side
Arizona | Electrical Panel, BVNLP1 | Electrical Panel | EPANEL | Siemens | P2 | 41398
Phoenix Biomedical Campus
HSEB Building
Basement
West Side
Electrical Normal A9
Arizona | Electrical Panel, BVNLP2 | Electrical Panel | EPANEL | Siemens | P2 | 41399
Phoenix Biomedical Campus
HSEB Building
Basement
West Side
Electrical Normal A9
Arizona | Electrical Panel, BVNLP3 | Electrical Panel | EPANEL | Siemens | P2 | 41400
Phoenix Biomedical Campus
HSEB Building
Basement
West Side
Electrical Normal A9
Arizona | Electrical Panel, BVNLP4 | Electrical Panel | EPANEL | Siemens | P2 | 41401
Phoenix Biomedical Campus
HSEB Building
Basement
West Side
Electrical Normal A9
Arizona | Electrical Panel, BULP1 | Electrical Panel | EPANEL | Russ Electric |  | 41403
Phoenix Biomedical Campus
HSEB Building
Basement
West Side
Bet A1
Arizona | Electrical Panel, BNLP1 | Electrical Panel | EPANEL | Russ Electric |  | 41404
Phoenix Biomedical Campus
HSEB Building
Basement
West Side
Bet A1
Arizona | Electrical Panel, M90BGB11 | Electrical Panel | EPANEL | Russ Electric |  | 41402
Phoenix Biomedical Campus
HSEB Building
Basement
West Side
Bet A1
Arizona | Fire Pump Disconnect | Disconnect | DISCON | Siemens | N/A | 40907
Phoenix Biomedical Campus
HSEB Building
Basement
West Side
Electrical Emergency Room A23
Arizona | Control Panel, Generator System Controller | Control Panel | CONTROL-PANEL | Generac | 50391 | 40909
Phoenix Biomedical Campus
HSEB Building
Basement
West Side
Electrical Emergency Room A23
Arizona | Lutron Panel | Control Panel | CONTROL-PANEL | Lutron | CGP8-1204T2ML-20-CGP2167 | 40871
Phoenix Biomedical Campus
HSEB Building
1st Floor
West Side
Electrical Room A108
Arizona | Lutron Panel | Control Panel | CONTROL-PANEL | Lutron | XPS12-FT-CGP2361 | 40864
Phoenix Biomedical Campus
HSEB Building
1st Floor
West Side
Electrical Room A108
Arizona | Lutron Panel | Control Panel | CONTROL-PANEL | Lutron | CGP4-277FTML-CG-P19610 | 40874
Phoenix Biomedical Campus
HSEB Building
1st Floor
West Side
Electrical Room A102C
Arizona | Lutron Panel | Control Panel | CONTROL-PANEL | Siemens | CGP8-1204T2ML | 40877
Phoenix Biomedical Campus
HSEB Building
1st Floor
West Side
Electrical Room A102C
Arizona | Lutron Panel | Control Panel | CONTROL-PANEL | Siemens | XPS12-FT-CGP2361 | 40875
Phoenix Biomedical Campus
HSEB Building
1st Floor
West Side
Electrical Room A102C
Arizona | LUTRON PANEL | Control Panel | CONTROL-PANEL | Lutron | 156818-D03 | 41015
Phoenix Biomedical Campus
HSEB Building
4th Floor
West Side
Electrical Room A402C
Arizona | LUTRON PANEL | Control Panel | CONTROL-PANEL | Lutron |  | 41024
Phoenix Biomedical Campus
HSEB Building
4th Floor
West Side
Electrical Room A408
Arizona | LUTRON PANEL | Control Panel | CONTROL-PANEL | Lutron |  | 41019
Phoenix Biomedical Campus
HSEB Building
4th Floor
West Side
Electrical Room A408
Arizona | LUTRON PANEL | Control Panel | CONTROL-PANEL | Lutron | 156818003 | 41007
Phoenix Biomedical Campus
HSEB Building
3rd Floor
West Side
Electrical Room A308
Arizona | LUTRON PANEL | Control Panel | CONTROL-PANEL | Lutron | 156818002 | 41008
Phoenix Biomedical Campus
HSEB Building
3rd Floor
West Side
Electrical Room A308
Arizona | Lutron Panel | Control Panel | CONTROL-PANEL | Siemens | 3LLPB1 | 41009
Phoenix Biomedical Campus
HSEB Building
3rd Floor
West Side
Electrical Room A302C
Arizona | Electrical Panel Lutron | Control Panel | CONTROL-PANEL | Siemens |  | 41392
Phoenix Biomedical Campus
HSEB Building
Basement
West Side
Electrical Normal A9
Arizona | Sewage Ejector Pump | Control Panel | CONTROL-PANEL | HOFFMAN |  | 41407
Phoenix Biomedical Campus
HSEB Building
Basement
West Side
Domestic Water/ Med Vac A10
Arizona | Electrical Panel Lutron | Control Panel | CONTROL-PANEL | Siemens |  | 41413
Phoenix Biomedical Campus
HSEB Building
5th Floor
West Side
Electrical Room A502C
Arizona | Electrical Panel Lutron Main Panel | Control Panel | CONTROL-PANEL | Siemens |  | 41414
Phoenix Biomedical Campus
HSEB Building
5th Floor
West Side
Electrical Room A508
Arizona | Electrical Panel Lutron Panel | Control Panel | CONTROL-PANEL | Siemens |  | 41415
Phoenix Biomedical Campus
HSEB Building
5th Floor
West Side
Electrical Room A508
Arizona | Lutron Panel | Control Panel | CONTROL-PANEL | Siemens | XPS12FFCGP2361 | 41425
Phoenix Biomedical Campus
HSEB Building
2nd Floor
West Side
Electrical Room A202C
Arizona | Lutron Panel | Control Panel | CONTROL-PANEL | Siemens | CGP24-277ML | 41424
Phoenix Biomedical Campus
HSEB Building
2nd Floor
West Side
Electrical Room A208
Arizona | Lutron Panel | Control Panel | CONTROL-PANEL | Siemens | XPS12FFCGP2361 | 41426
Phoenix Biomedical Campus
HSEB Building
6th Floor
West Side
Electrical Room A608
Arizona | Condensing Unit A | Condensing Unit | CONDENSINGUNIT | Keep Rite | KEHA050E6-HT3B-X1050 | 40632
Phoenix Biomedical Campus
HSEB Building
Roof
Arizona | Condensing Unit B | Condensing Unit | CONDENSINGUNIT | Keep Rite | KEHA050E6-HT3B-X1050 | 40633
Phoenix Biomedical Campus
HSEB Building
Roof
Arizona | Boiler 4 - Gas | Boiler | BOILER | Benchmark | BMK1.5 | 40649
Phoenix Biomedical Campus
HSEB Building
7th Floor
West Side
Arizona | Boiler 3 - Gas | Boiler | BOILER | Benchmark | BMK1.5 | 40648
Phoenix Biomedical Campus
HSEB Building
7th Floor
West Side
Arizona | Boiler 2 - Gas | Boiler | BOILER | Benchmark | BMK1.5 | 40647
Phoenix Biomedical Campus
HSEB Building
7th Floor
West Side
Arizona | Boiler 1 - Gas | Boiler | BOILER | Benchmark | BMK1.5 | 40646
Phoenix Biomedical Campus
HSEB Building
7th Floor
West Side
Arizona | Backflow Preventer (A3) | Back Flow Preventer | BACKFLOW | Wilkins Zurn | 375 | 41250
Phoenix Biomedical Campus
HSEB Building
Basement
West Side
Arizona | Backflow Preventer Outside (90yds N. on 7th st.) | Back Flow Preventer | BACKFLOW |  | 825YA | 41246
Phoenix Biomedical Campus
HSEB Building
Exterior
Arizona | Backflow Preventer (A702) | Back Flow Preventer | BACKFLOW | Watts | 909M1 | 40660
Phoenix Biomedical Campus
HSEB Building
7th Floor
West Side
Arizona | Backflow Preventer (NW A3) | Back Flow Preventer | BACKFLOW | Watts | 909QTRPZ | 40926
Phoenix Biomedical Campus
HSEB Building
Basement
West Side
Arizona | Backflow Preventer (A7) | Back Flow Preventer | BACKFLOW | Wilkins Zurn | 375A | 40942
Phoenix Biomedical Campus
HSEB Building
Basement
Fire Protection System
Arizona | Backflow Preventer (A7) | Back Flow Preventer | BACKFLOW | Wilkins Zurn | 375A | 40941
Phoenix Biomedical Campus
HSEB Building
Basement
Fire Protection System
Arizona | Backflow Preventer (A7) | Back Flow Preventer | BACKFLOW | Wilkins Zurn | 709 | 40943
Phoenix Biomedical Campus
HSEB Building
Basement
Fire Protection System
Arizona | Backflow Preventer | Back Flow Preventer | BACKFLOW | Wilkins Zurn | 909 | 41452
Phoenix Biomedical Campus
HSEB Building
6th Floor
North Side
Corridor B606C
Arizona | Backflow Preventer | Back Flow Preventer | BACKFLOW | Wilkins Zurn | 909 | 41453
Phoenix Biomedical Campus
HSEB Building
6th Floor
North Side
Corridor B606C
Arizona | Air Separator CHWP-3 | Air Separator | AIRSEPARATOR |  |  | 41408
Phoenix Biomedical Campus
HSEB Building
Basement
West Side
Arizona | Air Separator CHWP-2 | Air Separator | AIRSEPARATOR |  |  | 41409
Phoenix Biomedical Campus
HSEB Building
Basement
West Side
Arizona | Air Separator CHWP-1 | Air Separator | AIRSEPARATOR |  |  | 41410
Phoenix Biomedical Campus
HSEB Building
Basement
West Side
Arizona | Air Separator Boilers | Air Separator | AIRSEPARATOR |  |  | 41389
Phoenix Biomedical Campus
HSEB Building
7th Floor
West Side
Arizona | Air Handler Unit 1 | Air Handler Unit | AIRHANDLER | Energy Labs Inc | C79118-FC-L | 40960
Phoenix Biomedical Campus
HSEB Building
1st Floor
South Side
Arizona | AH-7 | Air Handler Unit | AIRHANDLER | Energy Labs Inc | C97108-FCH-L | 40635
Phoenix Biomedical Campus
HSEB Building
Roof
Arizona | AH-6 | Air Handler Unit | AIRHANDLER | Energy Labs Inc | C79143-FC-L | 40638
Phoenix Biomedical Campus
HSEB Building
Roof
Arizona | Air Handler Unit 2 | Air Handler Unit | AIRHANDLER | Energy Labs Inc | C79143-FC-L | 40990
Phoenix Biomedical Campus
HSEB Building
2nd Floor
West Side
Arizona | Air Handler Unit 3 | Air Handler Unit | AIRHANDLER | Energy Labs Inc | C79143-FC-L | 40701
Phoenix Biomedical Campus
HSEB Building
3rd Floor
South Side
Arizona | Air Handler Unit 4 | Air Handler Unit | AIRHANDLER | Energy Labs Inc | C79169-FC-L | 40694
Phoenix Biomedical Campus
HSEB Building
4th Floor
West Side
Arizona | Heat Recovery Unit | Air Handler Unit | AIRHANDLER |  | C132148-H-E | 41054
Phoenix Biomedical Campus
HSEB Building
Basement
West Side
Vivarium Mechanical Room (Shell) A12
Arizona | Air Handler Unit 5 | Air Handler Unit | AIRHANDLER | Energy Labs Inc | C79169-FC-L | 40670
Phoenix Biomedical Campus
HSEB Building
5th Floor
South Side
Arizona | AH-9 | Air Handler Unit | AIRHANDLER | Energy Labs Inc | C102228-FC-L | 40639
Phoenix Biomedical Campus
HSEB Building
Roof
Arizona | CRAC Unit 1 | Air Conditioning Unit | ACUNIT | Liebert |  | 40922
Phoenix Biomedical Campus
HSEB Building
Basement
West Side
Bet A1
Arizona | CRAC Unit 2 | Air Conditioning Unit | ACUNIT | Liebert |  | 40923
Phoenix Biomedical Campus
HSEB Building
Basement
West Side
Bet A1
Arizona | CRAC Unit 3 | Air Conditioning Unit | ACUNIT | Liebert |  | 40924
Phoenix Biomedical Campus
HSEB Building
Basement
West Side
Bet A1
Arizona | Medical Air Unit, CA-1 | Air Compressor | AIRCOMPRESSOR | Lifeline | 4107005543 | 40949
Phoenix Biomedical Campus
HSEB Building
Basement
West Side
Domestic Water/ Med Vac A10
HSEB - 642 Total:
MM
Arizona | Backflow Preventer | Back Flow Preventer | BACKFLOW | Wilkins Zurn |  | M-3049
Phoenix Biomedical Campus
Mining Museum
Arizona | Backflow Preventer | Back Flow Preventer | BACKFLOW | Wilkins Zurn |  | M-3048
Phoenix Biomedical Campus
Mining Museum
Arizona | Air Conditioning Unit, AC-1 | Air Conditioning Unit | ACUNIT | Carrier | Carrier 25HCE436A510 | M-3044
Phoenix Biomedical Campus
Mining Museum
Arizona | Air Conditioning Unit, AC-10 | Air Conditioning Unit | ACUNIT | Carrier | Carrier 25HCE424A300 | M-3045
Phoenix Biomedical Campus
Mining Museum
Arizona | Air Conditioning Unit, AC-11 | Air Conditioning Unit | ACUNIT | Carrier | Carrier 25CE448A500 | M-3046
Phoenix Biomedical Campus
Mining Museum
Arizona | Air Conditioning Unit, AC-12 | Air Conditioning Unit | ACUNIT | Carrier | Carrier 25HCE436A510 | M-3047
Phoenix Biomedical Campus
Mining Museum
MM - 6 Total:
Phoenix Biomedical Campus
Arizona | Compost Tumbler 1 | Tank | TANK |  |  | 41322
Phoenix Biomedical Campus
HSEB Building
Arizona | Compost Tumbler 2 | Tank | TANK |  |  | 41323
Phoenix Biomedical Campus
HSEB Building
Arizona | Compost Tumbler 3 | Tank | TANK |  |  | 41324
Phoenix Biomedical Campus
HSEB Building
Arizona | Compost Tumbler 4 | Tank | TANK |  |  | 41325
Phoenix Biomedical Campus
HSEB Building
Arizona | Compost Tumbler 5 | Tank | TANK |  |  | 41326
Phoenix Biomedical Campus
HSEB Building
Arizona | Compost Tumbler 6 | Tank | TANK |  |  | 41327
Phoenix Biomedical Campus
HSEB Building
Phoenix Biomedical Campus - 6 Total:
Vivarium
Arizona | Industrial Brine Tank | Water Softener | WATER-SOFTENER |  |  | 41251
Phoenix Biomedical Campus
Vivarium
Mezzanine
Mechanical Room D001
Arizona | Domestic Brine Tank | Water Softener | WATER-SOFTENER |  |  | 41252
Phoenix Biomedical Campus
Vivarium
Mezzanine
Mechanical Room D001
Arizona | IWS-1 | Water Softener | WATER-SOFTENER | CULLIGAN | 1024393 | 41072
Phoenix Biomedical Campus
Vivarium
Mezzanine
Mechanical Room D001
Arizona | IWS-2 | Water Softener | WATER-SOFTENER | CULLIGAN | 1024393 | 41073
Phoenix Biomedical Campus
Vivarium
Mezzanine
Mechanical Room D001
Arizona | DWS-1 | Water Softener | WATER-SOFTENER | CULLIGAN | 1024393 | 41070
Phoenix Biomedical Campus
Vivarium
Mezzanine
Mechanical Room D001
Arizona | DWS-2 | Water Softener | WATER-SOFTENER | CULLIGAN | 1024393 | 41071
Phoenix Biomedical Campus
Vivarium
Mezzanine
Mechanical Room D001
Arizona | DWH-1 | Water Heater | WATERHEATER | A.O. SMITH | BTH150100 | 41075
Phoenix Biomedical Campus
Vivarium
Mezzanine
Mechanical Room D001
Arizona | DWH-2 | Water Heater | WATERHEATER | A.O. SMITH | BTH150100 | 41076
Phoenix Biomedical Campus
Vivarium
Mezzanine
Mechanical Room D001
Arizona | IWH-1 | Water Heater | WATERHEATER | A.O. SMITH | BTH120100 | 41077
Phoenix Biomedical Campus
Vivarium
Mezzanine
Mechanical Room D001
Arizona | IWH-2 | Water Heater | WATERHEATER | A.O. SMITH | BTH120100 | 41078
Phoenix Biomedical Campus
Vivarium
Mezzanine
Mechanical Room D001
Arizona | EV-080 | Venturi Air Flow Valve | VENTURI AIR FLOW VALVE | Phoenix Controls | CEVA108M-ACNUZ | 41197
Phoenix Biomedical Campus
Vivarium
Mezzanine
Mezzanine Area A26
Arizona | AT-044 | Venturi Air Flow Valve | VENTURI AIR FLOW VALVE | Phoenix Controls |  | 41209
Phoenix Biomedical Campus
Vivarium
Main Floor
Room D012A
Arizona | EV-044 | Venturi Air Flow Valve | VENTURI AIR FLOW VALVE | Phoenix Controls | TEVA112M-LLNUZ | 41204
Phoenix Biomedical Campus
Vivarium
Main Floor
Room D012A
Arizona | EV-046 | Venturi Air Flow Valve | VENTURI AIR FLOW VALVE | Phoenix Controls | TEVA108M-LLNUZ | 41206
Phoenix Biomedical Campus
Vivarium
Main Floor
Room D013
Arizona | EV-046A | Venturi Air Flow Valve | VENTURI AIR FLOW VALVE | Phoenix Controls | TSVA108M-LLXUZ-IBO | 41207
Phoenix Biomedical Campus
Vivarium
Main Floor
Room D013
Arizona | AT-046 | Venturi Air Flow Valve | VENTURI AIR FLOW VALVE | Phoenix Controls | TSVA112M-LLXDZ | 41203
Phoenix Biomedical Campus
Vivarium
Main Floor
Room D013
Arizona | AT-047 | Venturi Air Flow Valve | VENTURI AIR FLOW VALVE | Phoenix Controls | TSVA110M-LLXHZ | 41208
Phoenix Biomedical Campus
Vivarium
Main Floor
Room D013A
Arizona | EV-047 | Venturi Air Flow Valve | VENTURI AIR FLOW VALVE | Phoenix Controls | TEVA112M-LLNUZ | 41205
Phoenix Biomedical Campus
Vivarium
Main Floor
Room D013A
Arizona | AT-082 | Venturi Air Flow Valve | VENTURI AIR FLOW VALVE | Phoenix Controls | TSVA108M-LLXDZ | 41200
Phoenix Biomedical Campus
Vivarium
Main Floor
Room D014
Arizona | AT-021 | Venturi Air Flow Valve | VENTURI AIR FLOW VALVE | Phoenix Controls | TSVA112M-LLHZ | 41188
Phoenix Biomedical Campus
Vivarium
Main Floor
Room D015
Arizona | EV-021 | Venturi Air Flow Valve | VENTURI AIR FLOW VALVE | Phoenix Controls | TEVA110M-LLNUZ | 41187
Phoenix Biomedical Campus
Vivarium
Main Floor
Room D015
Arizona | AT-022 | Venturi Air Flow Valve | VENTURI AIR FLOW VALVE | Phoenix Controls | TSVA108M-ALXHZ | 41161
Phoenix Biomedical Campus
Vivarium
Main Floor
Room D016
Arizona | EV-022 | Venturi Air Flow Valve | VENTURI AIR FLOW VALVE | Phoenix Controls | TEVA108M-ALNHZ | 41160
Phoenix Biomedical Campus
Vivarium
Main Floor
Room D016
Arizona | AT-023 | Venturi Air Flow Valve | VENTURI AIR FLOW VALVE | Phoenix Controls | TSVA108M-ALXHZ | 41186
Phoenix Biomedical Campus
Vivarium
Main Floor
Room D017
Arizona | EV-023 | Venturi Air Flow Valve | VENTURI AIR FLOW VALVE | Phoenix Controls | CEVA108M-ACNUZ | 41184
Phoenix Biomedical Campus
Vivarium
Main Floor
Room D017
Arizona | AT-027 | Venturi Air Flow Valve | VENTURI AIR FLOW VALVE | Phoenix Controls | TSVA108M-ALXHZ | 41157
Phoenix Biomedical Campus
Vivarium
Main Floor
Room D018
Arizona | EV-027 | Venturi Air Flow Valve | VENTURI AIR FLOW VALVE | Phoenix Controls | CEVA108M-ACNUZ | 41183
Phoenix Biomedical Campus
Vivarium
Main Floor
Room D018
Arizona | AT-050 | Venturi Air Flow Valve | VENTURI AIR FLOW VALVE | Phoenix Controls | TSVA112M-ALXHZ | 41166
Phoenix Biomedical Campus
Vivarium
Main Floor
Corridor D001N1
Arizona | AT-010 | Venturi Air Flow Valve | VENTURI AIR FLOW VALVE | Phoenix Controls | TSVA112M-ALOHZ | 41190
Phoenix Biomedical Campus
Vivarium
Main Floor
South Corridor D001S
Arizona | AT-090 | Venturi Air Flow Valve | VENTURI AIR FLOW VALVE | Phoenix Controls | TSVA110M-ALOHZ | 41212
Phoenix Biomedical Campus
Vivarium
Main Floor
Corridor D001W
Arizona | AT-080 | Venturi Air Flow Valve | VENTURI AIR FLOW VALVE | Phoenix Controls | TSVA108M-ALOHZ | 41196
Phoenix Biomedical Campus
Vivarium
Main Floor
West Corridor D001W1
Arizona | AT-020 | Venturi Air Flow Valve | VENTURI AIR FLOW VALVE | Phoenix Controls | TSV110M-ALXHZ | 41154
Phoenix Biomedical Campus
Vivarium
Main Floor
Main Corridor D001M
Arizona | AT-015 | Venturi Air Flow Valve | VENTURI AIR FLOW VALVE | Phoenix Controls | TSVA110M-ALOHZ | 41213
Phoenix Biomedical Campus
Vivarium
Main Floor
IDF Room D002
Arizona | EV-015 | Venturi Air Flow Valve | VENTURI AIR FLOW VALVE | Phoenix Controls | TEVA110M-ALNHZ | 41215
Phoenix Biomedical Campus
Vivarium
Main Floor
IDF Room D002
Arizona | EV-013 | Venturi Air Flow Valve | VENTURI AIR FLOW VALVE | Phoenix Controls | CEVA108M-ACNHZ | 41214
Phoenix Biomedical Campus
Vivarium
Main Floor
Waste Pump Room D003
Arizona | AT-025 | Venturi Air Flow Valve | VENTURI AIR FLOW VALVE | Phoenix Controls | TSVA108M-LLXDZ | 41185
Phoenix Biomedical Campus
Vivarium
Main Floor
Room D004
Arizona | EV-025 | Venturi Air Flow Valve | VENTURI AIR FLOW VALVE | Phoenix Controls | TEVA108M-LLNHZ | 41153
Phoenix Biomedical Campus
Vivarium
Main Floor
Room D004
Arizona | EV-031 | Venturi Air Flow Valve | VENTURI AIR FLOW VALVE | Phoenix Controls |  | 41150
Phoenix Biomedical Campus
Vivarium
Main Floor
Room D005
Arizona | EV-31A | Venturi Air Flow Valve | VENTURI AIR FLOW VALVE | Phoenix Controls | TSVA108M-LLHXZ-IBO | 41155
Phoenix Biomedical Campus
Vivarium
Main Floor
Room D005
Arizona | EV-014 | Venturi Air Flow Valve | VENTURI AIR FLOW VALVE | Phoenix Controls | CEVA108M-ACNUZ | 41151
Phoenix Biomedical Campus
Vivarium
Main Floor
Room D006
Arizona | AT-081 | Venturi Air Flow Valve | VENTURI AIR FLOW VALVE | Phoenix Controls | TSVA108M-LLXHZ | 41195
Phoenix Biomedical Campus
Vivarium
Main Floor
Room D010
Arizona | EV-081 | Venturi Air Flow Valve | VENTURI AIR FLOW VALVE | Phoenix Controls | TEVA110M-LLNHZ | 41194
Phoenix Biomedical Campus
Vivarium
Main Floor
Room D010
Arizona | AT-085 | Venturi Air Flow Valve | VENTURI AIR FLOW VALVE | Phoenix Controls | TSVA110M-LLXHZ | 41193
Phoenix Biomedical Campus
Vivarium
Main Floor
Room D010A
Arizona | EV-085 | Venturi Air Flow Valve | VENTURI AIR FLOW VALVE | Phoenix Controls | TEVA110M-LLNHZ | 41192
Phoenix Biomedical Campus
Vivarium
Main Floor
Room D010A
Arizona | AT-045 | Venturi Air Flow Valve | VENTURI AIR FLOW VALVE | Phoenix Controls | TSVA212M-LLXDZ | 41202
Phoenix Biomedical Campus
Vivarium
Main Floor
Room D011
Arizona | AT-043 | Venturi Air Flow Valve | VENTURI AIR FLOW VALVE | Phoenix Controls | TSVA112M-LLXHZ | 41211
Phoenix Biomedical Campus
Vivarium
Main Floor
Room D012
Arizona | EV-043 | Venturi Air Flow Valve | VENTURI AIR FLOW VALVE | Phoenix Controls | TEVA110M-LLNHZ | 41198
Phoenix Biomedical Campus
Vivarium
Main Floor
Room D012
Arizona | EV-043A | Venturi Air Flow Valve | VENTURI AIR FLOW VALVE | Phoenix Controls | TSVA108M-LLXHZ-IBO | 41210
Phoenix Biomedical Campus
Vivarium
Main Floor
Room D012
Arizona | EV-045 | Venturi Air Flow Valve | VENTURI AIR FLOW VALVE | Phoenix Controls | TEVA112M-LLNUZ | 41201
Phoenix Biomedical Campus
Vivarium
Main Floor
Room D012
Arizona | EV-082 | Venturi Air Flow Valve | VENTURI AIR FLOW VALVE | Phoenix Controls | TEVA108M-LLNUZ | 41199
Phoenix Biomedical Campus
Vivarium
Main Floor
Room D012
Arizona | AT-051 | Venturi Air Flow Valve | VENTURI AIR FLOW VALVE | Phoenix Controls | TSVA110M-LLXHZ | 41159
Phoenix Biomedical Campus
Vivarium
Main Floor
Room D020
Arizona | EV-051 | Venturi Air Flow Valve | VENTURI AIR FLOW VALVE | Phoenix Controls | TEVA110M-ALOHZ | 41189
Phoenix Biomedical Campus
Vivarium
Main Floor
Room D020
Arizona | AT-052 | Venturi Air Flow Valve | VENTURI AIR FLOW VALVE | Phoenix Controls | TSVA110M-LLXHZ | 41158
Phoenix Biomedical Campus
Vivarium
Main Floor
Room D021
Arizona | EV-052 | Venturi Air Flow Valve | VENTURI AIR FLOW VALVE | Phoenix Controls | TEVA108M-LLNHZ | 41156
Phoenix Biomedical Campus
Vivarium
Main Floor
Room D021
Arizona | AT-053 | Venturi Air Flow Valve | VENTURI AIR FLOW VALVE | Phoenix Controls | TSVA112M-LLXHZ | 41162
Phoenix Biomedical Campus
Vivarium
Main Floor
Room D022
Arizona | EV-053 | Venturi Air Flow Valve | VENTURI AIR FLOW VALVE | Phoenix Controls | TEVA108M-LLNHZ | 41164
Phoenix Biomedical Campus
Vivarium
Main Floor
Room D022
Arizona | EV-053A | Venturi Air Flow Valve | VENTURI AIR FLOW VALVE | Phoenix Controls | TSVA108M-LLHXZ-IBO | 41163
Phoenix Biomedical Campus
Vivarium
Main Floor
Room D022
Arizona | AT-054 | Venturi Air Flow Valve | VENTURI AIR FLOW VALVE | Phoenix Controls | TSVA112M-LLXHZ | 41165
Phoenix Biomedical Campus
Vivarium
Main Floor
Room D023
Arizona | EV-054 | Venturi Air Flow Valve | VENTURI AIR FLOW VALVE | Phoenix Controls | TEVA110M-LLNHZ | 41167
Phoenix Biomedical Campus
Vivarium
Main Floor
Room D023
Arizona | EV-054A | Venturi Air Flow Valve | VENTURI AIR FLOW VALVE | Phoenix Controls | TSVA108M-LLXHZ-IBO | 41169
Phoenix Biomedical Campus
Vivarium
Main Floor
Room D023
Arizona | AT-055 | Venturi Air Flow Valve | VENTURI AIR FLOW VALVE | Phoenix Controls | TSZA112M-LLXHZ | 41168
Phoenix Biomedical Campus
Vivarium
Main Floor
Room D024
Arizona | EV-055 | Venturi Air Flow Valve | VENTURI AIR FLOW VALVE | Phoenix Controls | TEVA110M-LLNHZ | 41170
Phoenix Biomedical Campus
Vivarium
Main Floor
Room D024
Arizona | EV-055A | Venturi Air Flow Valve | VENTURI AIR FLOW VALVE | Phoenix Controls | TSVA108M-LLXHZ-IBO | 41171
Phoenix Biomedical Campus
Vivarium
Main Floor
Room D024
Arizona | EV-057 | Venturi Air Flow Valve | VENTURI AIR FLOW VALVE | Phoenix Controls | TEVA110M-LLNHZ | 41177
Phoenix Biomedical Campus
Vivarium
Main Floor
Room D024
Arizona | AT-056 | Venturi Air Flow Valve | VENTURI AIR FLOW VALVE | Phoenix Controls | TSVA112M-LLNHZ | 41173
Phoenix Biomedical Campus
Vivarium
Main Floor
Room D025
Arizona | EV-056 | Venturi Air Flow Valve | VENTURI AIR FLOW VALVE | Phoenix Controls | TEVA110M-LLNHZ | 41172
Phoenix Biomedical Campus
Vivarium
Main Floor
Room D025
Arizona | EV-056A | Venturi Air Flow Valve | VENTURI AIR FLOW VALVE | Phoenix Controls | TSVA108M-LLXHZ-IBO | 41174
Phoenix Biomedical Campus
Vivarium
Main Floor
Room D025
Arizona | AT-057 | Venturi Air Flow Valve | VENTURI AIR FLOW VALVE | Phoenix Controls | TSVA112M-LLXHZ | 41175
Phoenix Biomedical Campus
Vivarium
Main Floor
Room D026
Arizona | EV-057A | Venturi Air Flow Valve | VENTURI AIR FLOW VALVE | Phoenix Controls | TSV108M-LLHXZ-IBO | 41179
Phoenix Biomedical Campus
Vivarium
Main Floor
Room D026
Arizona | AT-058 | Venturi Air Flow Valve | VENTURI AIR FLOW VALVE | Phoenix Controls | TSVA112M-LLXHZ | 41176
Phoenix Biomedical Campus
Vivarium
Main Floor
Room D027
Arizona | EV-050 | Venturi Air Flow Valve | VENTURI AIR FLOW VALVE | Phoenix Controls | TEVA112M-ALNHZ | 41180
Phoenix Biomedical Campus
Vivarium
Main Floor
Room D027
Arizona | EV-058 | Venturi Air Flow Valve | VENTURI AIR FLOW VALVE | Phoenix Controls | TEVA110M-LLNHZ | 41178
Phoenix Biomedical Campus
Vivarium
Main Floor
Room D027
Arizona | EV-058A | Venturi Air Flow Valve | VENTURI AIR FLOW VALVE | Phoenix Controls | TSVA108M-LLXHZ-IBO | 41181
Phoenix Biomedical Campus
Vivarium
Main Floor
Room D027
Arizona | EV-059 | Venturi Air Flow Valve | VENTURI AIR FLOW VALVE | Phoenix Controls | CEVA108M-ACNUZ | 41182
Phoenix Biomedical Campus
Vivarium
Main Floor
Room D028
Arizona | AT-029 | Venturi Air Flow Valve | VENTURI AIR FLOW VALVE | Phoenix Controls | TSVA112M-LLXHZ | 41149
Phoenix Biomedical Campus
Vivarium
Main Floor
Room D030
Arizona | EV-029 | Venturi Air Flow Valve | VENTURI AIR FLOW VALVE | Phoenix Controls |  | 41152
Phoenix Biomedical Campus
Vivarium
Main Floor
Room D030
Arizona | AT-024 | Venturi Air Flow Valve | VENTURI AIR FLOW VALVE | Phoenix Controls | TSVA112M-LLXHZ | 41148
Phoenix Biomedical Campus
Vivarium
Main Floor
Room D031
Arizona | EV-024 | Venturi Air Flow Valve | VENTURI AIR FLOW VALVE | Phoenix Controls | TEVB112M-LLNHZ | 41147
Phoenix Biomedical Campus
Vivarium
Main Floor
Room D031
Arizona | EV-026 | Venturi Air Flow Valve | VENTURI AIR FLOW VALVE | Phoenix Controls |  | 41144
Phoenix Biomedical Campus
Vivarium
Main Floor
Room D032
Arizona | AT-028 | Venturi Air Flow Valve | VENTURI AIR FLOW VALVE | Phoenix Controls | TSVA212M-LLXHZ | 41145
Phoenix Biomedical Campus
Vivarium
Main Floor
Room D035
Arizona | EV-028 | Venturi Air Flow Valve | VENTURI AIR FLOW VALVE | Phoenix Controls | TEVB210M-LLNHZ | 41146
Phoenix Biomedical Campus
Vivarium
Main Floor
Room D035
Arizona | AT-037 | Venturi Air Flow Valve | VENTURI AIR FLOW VALVE | Phoenix Controls | TSVA108M-ALXHZ | 41221
Phoenix Biomedical Campus
Vivarium
Main Floor
Staff Room D036
Arizona | EV-037 | Venturi Air Flow Valve | VENTURI AIR FLOW VALVE | Phoenix Controls | CEVA108M-ACNHZ | 41141
Phoenix Biomedical Campus
Vivarium
Main Floor
Staff Room D036
Arizona | AT-039 | Venturi Air Flow Valve | VENTURI AIR FLOW VALVE | Phoenix Controls | TSVA108M-ALOHZ | 41231
Phoenix Biomedical Campus
Vivarium
Main Floor
Office Room D037
Arizona | AT-062 | Venturi Air Flow Valve | VENTURI AIR FLOW VALVE | Phoenix Controls | TSVA110M-LLXHZ | 41119
Phoenix Biomedical Campus
Vivarium
Main Floor
Room D040
Arizona | EV-062 | Venturi Air Flow Valve | VENTURI AIR FLOW VALVE | Phoenix Controls | TEVA110M-LLNHZ | 41118
Phoenix Biomedical Campus
Vivarium
Main Floor
Room D040
Arizona | AT-060 | Venturi Air Flow Valve | VENTURI AIR FLOW VALVE | Phoenix Controls | TSVA110M-LLXHZ | 41122
Phoenix Biomedical Campus
Vivarium
Main Floor
Room D042
Arizona | AT-064 | Venturi Air Flow Valve | VENTURI AIR FLOW VALVE | Phoenix Controls | TSVA108M-ALXHZ | 41129
Phoenix Biomedical Campus
Vivarium
Main Floor
Room D042
Arizona | EV-064 | Venturi Air Flow Valve | VENTURI AIR FLOW VALVE | Phoenix Controls | TEVA108M-ALNHZ | 41120
Phoenix Biomedical Campus
Vivarium
Main Floor
Room D042
Arizona | AT-061 | Venturi Air Flow Valve | VENTURI AIR FLOW VALVE | Phoenix Controls | TSVA112M-LLXHZ | 41121
Phoenix Biomedical Campus
Vivarium
Main Floor
Room D043
Arizona | EV-061 | Venturi Air Flow Valve | VENTURI AIR FLOW VALVE | Phoenix Controls | TEVA110M-LLNHZ | 41123
Phoenix Biomedical Campus
Vivarium
Main Floor
Room D043
Arizona | EV-061A | Venturi Air Flow Valve | VENTURI AIR FLOW VALVE | Phoenix Controls | TSV108M-LLHXZ-IBO | 41230
Phoenix Biomedical Campus
Vivarium
Main Floor
Room D043
Arizona | AT-066 | Venturi Air Flow Valve | VENTURI AIR FLOW VALVE | Phoenix Controls | TSVA108M-ALXHZ | 41130
Phoenix Biomedical Campus
Vivarium
Main Floor
Room D044
Arizona | EV-066 | Venturi Air Flow Valve | VENTURI AIR FLOW VALVE | Phoenix Controls | TEVA108M-ALNHZ | 41124
Phoenix Biomedical Campus
Vivarium
Main Floor
Room D044
Arizona | AT-063 | Venturi Air Flow Valve | VENTURI AIR FLOW VALVE | Phoenix Controls | TSVA112M-LLXHZ | 41126
Phoenix Biomedical Campus
Vivarium
Main Floor
Room D045
Arizona | EV-063 | Venturi Air Flow Valve | VENTURI AIR FLOW VALVE | Phoenix Controls | TEVA110M-LLNHZ | 41127
Phoenix Biomedical Campus
Vivarium
Main Floor
Room D045
Arizona | EV-063A | Venturi Air Flow Valve | VENTURI AIR FLOW VALVE | Phoenix Controls | TSVA108M-LLXHZ-IBO | 41125
Phoenix Biomedical Campus
Vivarium
Main Floor
Room D045
Arizona | EV-065A | Venturi Air Flow Valve | VENTURI AIR FLOW VALVE | Phoenix Controls | TEVA108M-LLNHZ | 41128
Phoenix Biomedical Campus
Vivarium
Main Floor
Room D045
Arizona | AT-065 | Venturi Air Flow Valve | VENTURI AIR FLOW VALVE | Phoenix Controls | TSVA110M-LLXHZ | 41229
Phoenix Biomedical Campus
Vivarium
Main Floor
Room D045A
Arizona | EV-065A | Venturi Air Flow Valve | VENTURI AIR FLOW VALVE | Phoenix Controls | TSVA108M-LLHXZ-IBO | 41135
Phoenix Biomedical Campus
Vivarium
Main Floor
Room D045A
Arizona | AT-068 | Venturi Air Flow Valve | VENTURI AIR FLOW VALVE | Phoenix Controls | TSVA108M-ALXHZ | 41131
Phoenix Biomedical Campus
Vivarium
Main Floor
Room D046
Arizona | EV-068 | Venturi Air Flow Valve | VENTURI AIR FLOW VALVE | Phoenix Controls | TEVA108M-ALNHZ | 41132
Phoenix Biomedical Campus
Vivarium
Main Floor
Room D046
Arizona | AT-067 | Venturi Air Flow Valve | VENTURI AIR FLOW VALVE | Phoenix Controls | TSVA112M-LLXHZ | 41137
Phoenix Biomedical Campus
Vivarium
Main Floor
Room D047
Arizona | EV-067 | Venturi Air Flow Valve | VENTURI AIR FLOW VALVE | Phoenix Controls | TEVB112M-LLNHZ | 41142
Phoenix Biomedical Campus
Vivarium
Main Floor
Room D047
Arizona | AT-070 | Venturi Air Flow Valve | VENTURI AIR FLOW VALVE | Phoenix Controls | TSVA108M-ALXHZ | 41134
Phoenix Biomedical Campus
Vivarium
Main Floor
Room D048
Arizona | EV-070 | Venturi Air Flow Valve | VENTURI AIR FLOW VALVE | Phoenix Controls | TEVA108M-ALNHZ | 41133
Phoenix Biomedical Campus
Vivarium
Main Floor
Room D048
Arizona | EV-069 | Venturi Air Flow Valve | VENTURI AIR FLOW VALVE | Phoenix Controls | CEVA108M-ACNZ | 41136
Phoenix Biomedical Campus
Vivarium
Main Floor
Room D049
Arizona | EV-091 | Venturi Air Flow Valve | VENTURI AIR FLOW VALVE | Phoenix Controls | CEVA108M-ACNUZ | 41476
Phoenix Biomedical Campus
Vivarium
Arizona | EV-092 | Venturi Air Flow Valve | VENTURI AIR FLOW VALVE | Phoenix Controls | CEVA108M-ACNUZ | 41477
Phoenix Biomedical Campus
Vivarium
Arizona | EV-102 | Venturi Air Flow Valve | VENTURI AIR FLOW VALVE | Greenhech |  | KFM-2573
Phoenix Biomedical Campus
Vivarium
Mezzanine
Mechanical Room D001
Arizona | AT-102 | Venturi Air Flow Valve | VENTURI AIR FLOW VALVE |  |  | KFM-2572
Phoenix Biomedical Campus
Vivarium
Mezzanine
Mechanical Room D001
Arizona | AT-031 | Venturi Air Flow Valve | VENTURI AIR FLOW VALVE | Phoenix Controls | TSVA108M-ALOHZ | KFM-2670
Phoenix Biomedical Campus
Vivarium
Main Floor
Room D005
Arizona | VFD AHU-VSA-1 | Variable Frequency Drive | VFD | ABB |  | 41098
Phoenix Biomedical Campus
Vivarium
Mezzanine
Mechanical Room D001
Arizona | VFD AHU-VSA-2 | Variable Frequency Drive | VFD | ABB | ACH550-UH-072A-4 | 41100
Phoenix Biomedical Campus
Vivarium
Mezzanine
Mechanical Room D001
Arizona | VFD CHW-1 | Variable Frequency Drive | VFD | ABB | ACH550-VCR-031A-4 | 41055
Phoenix Biomedical Campus
Vivarium
Mezzanine
Mechanical Room D001
Arizona | VFD CHW-2 | Variable Frequency Drive | VFD | ABB | ACH550-VCR-031A-4 | 41056
Phoenix Biomedical Campus
Vivarium
Mezzanine
Mechanical Room D001
Arizona | VFD HHW-1 | Variable Frequency Drive | VFD | ABB | 2124903594 | 41065
Phoenix Biomedical Campus
Vivarium
Mezzanine
Mechanical Room D001
Arizona | VFD HHW-2 | Variable Frequency Drive | VFD | ABB | 2124903604 | 41066
Phoenix Biomedical Campus
Vivarium
Mezzanine
Mechanical Room D001
Arizona | SPRINKLER CONTROL VALVE (LOWER SYSTEM) | Sprinkler Valve | SPRINKLER-VALVE | Victaulic | FIRELOCK | 41226
Phoenix Biomedical Campus
Vivarium
Main Floor
Area Way D001A
Arizona | SPRINKLER CONTROL VALVE (O.H.) | Sprinkler Valve | SPRINKLER-VALVE | Victaulic | FIRELOCK | 41227
Phoenix Biomedical Campus
Vivarium
Main Floor
Area Way D001A
Arizona | FIRE SPRINKLER CONTROL VALVE | Sprinkler Valve | SPRINKLER-VALVE | FIRE SPRINKLER CONTROL VALVE |  | 41220
Phoenix Biomedical Campus
Vivarium
Loading Dock
Soiled Staging D101
Arizona | SPRINKLER CONTROL VALVE (LOWER SYSTEM) | Sprinkler Valve | SPRINKLER-VALVE | Victaulic | FIRELOCK | 41421
Phoenix Biomedical Campus
Vivarium
Stairwell #2 East
Arizona | DHW | Pump | PUMP | Bell & Gossett | B&G | 41419
Phoenix Biomedical Campus
Vivarium
Mezzanine
Mechanical Room D001
Arizona | IHW | Pump | PUMP | Bell & Gossett | B&G | 41420
Phoenix Biomedical Campus
Vivarium
Mezzanine
Mechanical Room D001
Arizona | ELEV.-1 PUMP MOTOR | Pump | PUMP | UNITED TECHNOLOIGES | SUB140R46 | 41217
Phoenix Biomedical Campus
Vivarium
Mezzanine
Machine Room #1 DM001A
Arizona | SEWER EJECTOR PUMP-1 | Pump | PUMP | Pump Systems | S0036856A | 41102
Phoenix Biomedical Campus
Vivarium
Main Floor
Waste Pump Room D003
Arizona | SEWER EJECTOR PUMP-2 | Pump | PUMP | Pump Systems | T3A35-B | 41103
Phoenix Biomedical Campus
Vivarium
Main Floor
Waste Pump Room D003
Arizona | ELEV. 2 PUMP MOTOR | Pump | PUMP | UNITED TECHNOLOIGES | SUB140R46 | 41138
Phoenix Biomedical Campus
Vivarium
Mezzanine
Machine Room #2 DM003
Arizona | GLYCOL SYSTEM PUMP | Pump | PUMP | LEESON | A4517DBNA | 41222
Phoenix Biomedical Campus
Vivarium
Mezzanine
Mechanical Room D001
Arizona | HHW-1 | Pump | PUMP | Bell & Gossett | 2BC | 41063
Phoenix Biomedical Campus
Vivarium
Mezzanine
Mechanical Room D001
Arizona | HHW-2 | Pump | PUMP | Bell & Gossett | 2BC | 41062
Phoenix Biomedical Campus
Vivarium
Mezzanine
Mechanical Room D001
Arizona | HRW-1 | Pump | PUMP | Bell & Gossett | 2BC | 41060
Phoenix Biomedical Campus
Vivarium
Mezzanine
Mechanical Room D001
Arizona | HRW-2 | Pump | PUMP | Bell & Gossett | 2BC | 41061
Phoenix Biomedical Campus
Vivarium
Mezzanine
Mechanical Room D001
Arizona | CHW-1 | Pump | PUMP | Bell & Gossett | 4E | 41058
Phoenix Biomedical Campus
Vivarium
Mezzanine
Mechanical Room D001
Arizona | CHW-2 | Pump | PUMP | Bell & Gossett | 4E | 41057
Phoenix Biomedical Campus
Vivarium
Mezzanine
Mechanical Room D001
Arizona | Pot Feeder Heating Hot Water | Pot Feeder | PF |  |  | 41373
Phoenix Biomedical Campus
Vivarium
Mezzanine
Mechanical Room D001
Arizona | CO Gas Monitor | Monitor | MONITOR | Honeywell | E3 Point Gas Monitor | KFM-2660
Phoenix Biomedical Campus
Vivarium
Mezzanine
Mechanical Room D001
Arizona | Dri Steem Humidifier (A) | Humidifier | HUMIDIFIER | DRISTEEM VAPORSTREAM | VLC-100-4 | 41094
Phoenix Biomedical Campus
Vivarium
Mezzanine
Mechanical Room D001
Arizona | Dri Steem Humidifier (D) | Humidifier | HUMIDIFIER | DRISTEEM VAPORSTREAM | VLC-100-4 | 41085
Phoenix Biomedical Campus
Vivarium
Mezzanine
Mechanical Room D001
Arizona | Dri Steem Humidifier (E) | Humidifier | HUMIDIFIER | DRISTEEM VAPORSTREAM | VLC-100-4 | 41082
Phoenix Biomedical Campus
Vivarium
Mezzanine
Mechanical Room D001
Arizona | Dri Steem Humidifier (B) | Humidifier | HUMIDIFIER | DRISTEEM VAPORSTREAM | VLC-100-4 | 41093
Phoenix Biomedical Campus
Vivarium
Mezzanine
Mechanical Room D001
Arizona | Dri Steem Humidifier (C) | Humidifier | HUMIDIFIER | DRISTEEM VAPORSTREAM | VLC-100-4 | 41088
Phoenix Biomedical Campus
Vivarium
Mezzanine
Mechanical Room D001
Arizona | Fan Coil Unit -1 | Fan Coil Unit | FANCOIL | Trane | FCDB601CAGF0A10BR4M | 41225
Phoenix Biomedical Campus
Vivarium
Main Floor
Mechanical Closet D001A1
Arizona | Fan Coil Unit -4 | Fan Coil Unit | FANCOIL | Trane | FCDB0801CACH0B10AH4M | 41224
Phoenix Biomedical Campus
Vivarium
Mezzanine
Mechanical Room D001
Arizona | Fan Coil Unit -5 | Fan Coil Unit | FANCOIL | Trane | FCDB0801DAH0AGH0B10AH4M | 41223
Phoenix Biomedical Campus
Vivarium
Mezzanine
Mechanical Room D001
Arizona | Fan Coil Unit -2 | Fan Coil Unit | FANCOIL | Trane | BCVL24A1G0C3M01G | 41216
Phoenix Biomedical Campus
Vivarium
Mezzanine
Mezzanine Area A26
Arizona | Fan Coil Unit -3 | Fan Coil Unit | FANCOIL | Trane | BCVL24A1G0C3M01 | 41117
Phoenix Biomedical Campus
Vivarium
Mezzanine
Mezzanine Area A26
Arizona | Fan Coil Unit -6 | Fan Coil Unit | FANCOIL | Trane | FCDB0401CAGH0B10AJ4M | 41228
Phoenix Biomedical Campus
Vivarium
Loading Dock
Loading Dock D102
Arizona | EW | Eye Wash Station | EYEWASHSTATION | Water Saver Faucet | EW1022 | 41235
Phoenix Biomedical Campus
Vivarium
Main Floor
Room D011
Arizona | EW | Eye Wash Station | EYEWASHSTATION | Water Saver Faucet | EW1022 | 41234
Phoenix Biomedical Campus
Vivarium
Main Floor
Room D010
Arizona | EW/EWS | Eye Wash Station | EYEWASHSTATION | Water Saver Faucet | 8200 | 41232
Phoenix Biomedical Campus
Vivarium
Main Floor
Main Corridor D001M
Arizona | EW/EWS | Eye Wash Station | EYEWASHSTATION | Water Saver Faucet | 8200 | 41233
Phoenix Biomedical Campus
Vivarium
Main Floor
West Corridor D001W1
Arizona | EW | Eye Wash Station | EYEWASHSTATION | Water Saver Faucet | EW1022 | 41236
Phoenix Biomedical Campus
Vivarium
Main Floor
Room D018
Arizona | Expansion Tank | Expansion Tank | EXPANSIONTANK | Bell & Gossett | B200 | 41059
Phoenix Biomedical Campus
Vivarium
Mezzanine
Mechanical Room D001
Arizona | Expansion Tank | Expansion Tank | EXPANSIONTANK | Bell & Gossett | B200 | 41064
Phoenix Biomedical Campus
Vivarium
Mezzanine
Mechanical Room D001
Arizona | Expansion Tank | Expansion Tank | EXPANSIONTANK | AMTROL | ST30VC | 41074
Phoenix Biomedical Campus
Vivarium
Mezzanine
Mechanical Room D001
Arizona | Expansion Tank | Expansion Tank | EXPANSIONTANK |  | ST12C | 41079
Phoenix Biomedical Campus
Vivarium
Mezzanine
Mechanical Room D001
Arizona | 522 SERISE REGULATOR | Equipment | EQUIPMENT | CONCOA | 5227004-01-001 | 41191
Phoenix Biomedical Campus
Vivarium
Mezzanine
Mezzanine Area A26
Arizona | 522 SERISE REGULATOR | Equipment | EQUIPMENT | CONCOA | 5227004-01-001 | 41143
Phoenix Biomedical Campus
Vivarium
Mezzanine
Mezzanine Area A26
Arizona | Humidifier Drain Line | Equipment | EQUIPMENT |  |  | KFM-2664
Phoenix Biomedical Campus
Vivarium
Mezzanine
Mechanical Room D001
Arizona | Elevator #1 West | Elevator | ELEVATOR |  |  | 41470
Phoenix Biomedical Campus
Vivarium
Arizona | Elevator #2 East | Elevator | ELEVATOR |  |  | 41471
Phoenix Biomedical Campus
Vivarium
Arizona | Electrical Panel, BVOSIP3A | Electrical Panel | EPANEL | Siemens | 3003842187 | 41101
Phoenix Biomedical Campus
Vivarium
Main Floor
IDF Room D002
Arizona | Loading Dock Lift | Dock Lift | DOCKLIFT | Fluid Power Products |  | 41366
Phoenix Biomedical Campus
Vivarium
Loading Dock
Arizona | CLEAR WATER PUMP DISCONECT | Disconnect | DISCON | Siemens |  | 41107
Phoenix Biomedical Campus
Vivarium
Main Floor
Waste Pump Room D003
Arizona | SEWER EJECTOR PUMP DISCONECT | Disconnect | DISCON | Siemens |  | 41106
Phoenix Biomedical Campus
Vivarium
Main Floor
Waste Pump Room D003
Arizona | ELEV-1 CAB LIGHT DISCONECT | Disconnect | DISCON | Siemens |  | 41218
Phoenix Biomedical Campus
Vivarium
Mezzanine
Machine Room #1 DM001A
Arizona | ELEV-1 DISCONECT | Disconnect | DISCON | BUSSMAN |  | 41219
Phoenix Biomedical Campus
Vivarium
Mezzanine
Machine Room #1 DM001A
Arizona | ELEV. 2 DISCONECT | Disconnect | DISCON | BUSSMAN |  | 41140
Phoenix Biomedical Campus
Vivarium
Mezzanine
Machine Room #2 DM003
Arizona | ELEV. 2 LIGHT DISCONECT | Disconnect | DISCON | Siemens |  | 41139
Phoenix Biomedical Campus
Vivarium
Mezzanine
Machine Room #2 DM003
Arizona | VSA-4 DISCONECT | Disconnect | DISCON | Siemens |  | 41087
Phoenix Biomedical Campus
Vivarium
Mezzanine
Mechanical Room D001
Arizona | VSA-5 DISCONECT | Disconnect | DISCON | Siemens |  | 41084
Phoenix Biomedical Campus
Vivarium
Mezzanine
Mechanical Room D001
Arizona | VSA-2 DISCONECT | Disconnect | DISCON | Siemens |  | 41092
Phoenix Biomedical Campus
Vivarium
Mezzanine
Mechanical Room D001
Arizona | VSA-3 DISCONECT | Disconnect | DISCON | Siemens |  | 41090
Phoenix Biomedical Campus
Vivarium
Mezzanine
Mechanical Room D001
Arizona | VSA-1 DISCONECT | Disconnect | DISCON | Siemens |  | 41096
Phoenix Biomedical Campus
Vivarium
Mezzanine
Mechanical Room D001
Arizona | VSA-2 CONTROLS | Control Panel | CONTROL-PANEL | DRISTEEM VAPORSTREAM | VLC-100-4 | 41091
Phoenix Biomedical Campus
Vivarium
Mezzanine
Mechanical Room D001
Arizona | VSA-3 CONTROLS | Control Panel | CONTROL-PANEL | DRISTEEM VAPORSTREAM | VLC-100-4 | 41089
Phoenix Biomedical Campus
Vivarium
Mezzanine
Mechanical Room D001
Arizona | VSA-5 CONTROLS | Control Panel | CONTROL-PANEL | DRISTEEM VAPORSTREAM | VLC-100-4 | 41083
Phoenix Biomedical Campus
Vivarium
Mezzanine
Mechanical Room D001
Arizona | VSA-4 CONTROLS | Control Panel | CONTROL-PANEL | DRISTEEM VAPORSTREAM | VLC-100-4 | 41086
Phoenix Biomedical Campus
Vivarium
Mezzanine
Mechanical Room D001
Arizona | VSA-1 CONTROLS | Control Panel | CONTROL-PANEL | DRISTEEM VAPORSTREAM | VLC-100-4 | 41095
Phoenix Biomedical Campus
Vivarium
Mezzanine
Mechanical Room D001
Arizona | SEPTIC CONTROLS | Control Panel | CONTROL-PANEL | HOFFMAN | 2CS3-460-3 | 41104
Phoenix Biomedical Campus
Vivarium
Main Floor
Waste Pump Room D003
Arizona | CLEAR WATER PUMP CONTROLS | Control Panel | CONTROL-PANEL | HOFFMAN | L12 | 41105
Phoenix Biomedical Campus
Vivarium
Main Floor
Waste Pump Room D003
Arizona | B-1 | Boiler | BOILER | AERCO | BMK1010 | 41080
Phoenix Biomedical Campus
Vivarium
Mezzanine
Mechanical Room D001
Arizona | B-2 | Boiler | BOILER | AERCO | BMK1010 | 41081
Phoenix Biomedical Campus
Vivarium
Mezzanine
Mechanical Room D001
Arizona | Backflow Preventer | Back Flow Preventer | BACKFLOW | Watts |  | 41067
Phoenix Biomedical Campus
Vivarium
Mezzanine
Mechanical Room D001
Arizona | Backflow Preventer | Back Flow Preventer | BACKFLOW | Watts |  | 41068
Phoenix Biomedical Campus
Vivarium
Mezzanine
Mechanical Room D001
Arizona | Backflow Preventer | Back Flow Preventer | BACKFLOW | Watts |  | 41069
Phoenix Biomedical Campus
Vivarium
Mezzanine
Mechanical Room D001
Arizona | Backflow Preventer | Back Flow Preventer | BACKFLOW |  |  | 41248
Phoenix Biomedical Campus
Vivarium
Mezzanine
Mechanical Room D001
Arizona | Air Separator CHW | Air Separator | AIRSEPARATOR |  | XYLEM | 41417
Phoenix Biomedical Campus
Vivarium
Mezzanine
Mechanical Room D001
Arizona | Air Separator REHEAT | Air Separator | AIRSEPARATOR |  | XYLEM | 41416
Phoenix Biomedical Campus
Vivarium
Mezzanine
Mechanical Room D001
Arizona | AHU-VSA-2 | Air Handler Unit | AIRHANDLER | Energy Labs Inc | C103135-FCH-E | 41099
Phoenix Biomedical Campus
Vivarium
Mezzanine
Mechanical Room D001
Arizona | AHU-VSA-1 | Air Handler Unit | AIRHANDLER | Energy Labs Inc | C103135-FCH-E | 41097
Phoenix Biomedical Campus
Vivarium
Mezzanine
Mechanical Room D001
Arizona | Air Separator HHW |  |  |  | XYLEM | 41418
Phoenix Biomedical Campus
Vivarium
Mezzanine
Mechanical Room D001
Vivarium - 193 Total:

## Assets by Type & Count
UA PBC Asset Types
Classification Name | Asset Count
Air Compressor | 7
Air Conditioning Unit | 8
Air Filter | 10
Air Handler Unit | 36
Air Separator | 14
Air Terminal | 318
Automatic Transfer Switch | 4
Back Flow Preventer | 76
Boiler | 17
Bypass Feeder | 1
Chemical Delivery System | 1
Chilled Beam | 847
Circuit Breaker | 5
Condensing Unit | 3
Control Panel | 47
Cooler | 1
Damper | 3
Disconnect | 34
Dock Lift | 2
Door | 6
Door Opener | 2
Door-Fire | 8
Duct Heater, Electric | 36
Electrical Panel | 471
Electrical Switchboard | 4
Elevator | 27
Emergency Eye Wash and Shower | 1
Energy Recovery Unit | 1
Equipment | 7
Exhaust Fan | 53
Exhaust Terminal | 4
Exhaust Valve | 168
Expansion Tank | 21
Eye Wash Station | 126
Fan | 1
Fan Coil Unit | 147
Filtration System | 35
Fire Control Panel | 15
Fume Hood | 4
Generator | 6
Heat Exchanger | 6
Heater | 2
Humidifier | 12
Mechanical Room | 8
Monitor | 4
Panelboard | 2
Pot Feeder | 11
Pump | 87
Pump Controller | 4
Reheat Coil | 121
RO/DI System | 7
Roll Up Door | 1
Roof Top Unit | 13
Shower Room | 2
Sprinkler Riser | 2
Sprinkler Valve | 4
Supply Valve | 133
Switch | 1
Tank | 8
Technician | 6
Toilet | 1
Transfer Switch | 4
Transformer | 75
Uninterruptible Power Supply | 26
Valve | 29
Variable Frequency Drive | 140
Variable Volume Box | 425
Venturi Air Flow Valve | 206
Water Circulating Pump | 2
Water Filter | 2
Water Fountain | 26
Water Heater | 47
Water Softener | 11